## Data
Id | Name | Fueltype | Technology | Set | Country | Capacity Mw | Efficiency | Date In | Date Retrofit | Date Out | Lat | Lon | Duration H | Volume Mm3 | Dam Height M | Storage Capacity Mwh | Eic | Project Ids
523 | Vidraru | Hydro | Reservoir | Store | Romania | 219 |  | 1966 |  |  | 45.3666 | 24.6306 |  | 469 | 166 |  |  | ENTSOE: 30W-CHE-CORB---Q; GEM: G100000603264; GEO: GEO-40980; GHR: GHR-GHR05262; JRC: JRC-H213
524 | Tismana | Hydro | Reservoir | Store | Romania | 105 |  | 1970 |  |  | 45.0444 | 22.9474 |  | 4.8 | 48 |  |  | ENTSOE: 30W-CHE-TISM---J; GEM: G100000603263; GEO: GEO-40982; GHR: GHR-GHR05261; JRC: JRC-H493
525 | Stejaru | Hydro | Reservoir | Store | Romania | 151 |  | 1960 |  |  | 46.9386 | 26.1029 |  | 1230 | 127 |  |  | ENTSOE: 30W-CHE-STEJ---C; GEM: G100000603260; GEO: GEO-40978; GHR: GHR-GHR05260; JRC: JRC-H230
526 | Ruieni | Hydro | Reservoir | Store | Romania | 138 |  | 1970 |  |  | 45.4028 | 22.2963 |  | 96 | 125 |  |  | ENTSOE: 30W-CHE-RUIE---E; GEM: G100000603259; GEO: GEO-40984; GHR: GHR-GHR05259; JRC: JRC-H373
527 | Mariselu | Hydro | Reservoir | Store | Romania | 215 |  | 1970 |  |  | 46.6679 | 23.059 |  | 212 | 92 |  |  | ENTSOE: 30W-CHE-MARI---9, 30W-CHE-RUIM---B; GEM: G100000603256; GEO: GEO-40987; GHR: GHR-GHR05258; JRC: JRC-H204
528 | Lotru | Hydro | Reservoir | Store | Romania | 509 |  | 1970 |  |  | 45.447 | 23.7682 |  | 340 | 121 |  |  | ENTSOE: 30W-CHE-LOTR---A; GEM: G100000603255; GEO: GEO-40977; GHR: GHR-GHR05233; JRC: JRC-H53
529 | Bradisor | Hydro | Reservoir | Store | Romania | 100 |  | 1970 |  |  | 45.3522 | 24.118 |  | 39 | 30 |  |  | ENTSOE: 30W-CHE-BRAD---V; GEM: G100000603253; GEO: GEO-40979; GHR: GHR-GHR05256; JRC: JRC-H446
559 | Bacau Chp | Hard Coal | Steam Turbine | CHP | Romania | 60 |  | 1998 |  | 2019 | 46.5305 | 26.9409 | [5 empty] | BEYONDCOAL: BEYOND-RO-2-1; GEM: G100000100418; GEO: GEO-41141; GHR: GHR-GHR05211; JRC: JRC-H3362
670 | Gilceag | Hydro | Reservoir | Store | Romania | 149 |  | 1972 |  |  | 45.5879 | 23.6279 | [5 empty] | EESI: EESI-64580; ENTSOE: 30W-CHE-GALC---C; GEM: G100000603254; GEO: GEO-40985; JRC: JRC-H337
839 | Raul Mare | Hydro | Reservoir | Store | Romania | 210 |  | 1970 |  |  | 45.3391 | 22.7213 |  | 220 | 168 |  |  | GEM: G100000603257; GEO: GEO-40983; GHR: GHR-GHR05294; JRC: JRC-H123
840 | Remeti | Hydro | Reservoir | Store | Romania | 100 |  | 1970 |  |  | 44.5886 | 26.5669 |  | 152 | 152 |  |  | GEM: G100000603258; GEO: GEO-40986; GHR: GHR-GHR05240, GHR-GHR05242; JRC: JRC-H342
865 | Sugag Tau | Hydro | Reservoir | Store | Romania | 150 |  | 1970 |  |  | 45.776 | 23.654 |  | 21 | 78 |  |  | ENTSOE: 30W-CHE-SUGAG--7; GEO: GEO-40981; GHR: GHR-GHR05302; JRC: JRC-H329
1089 | Rovinari | Lignite | Steam Turbine | PP | Romania | 1320 |  | 1976 |  | 2030 | 44.9106 | 23.1348 | [5 empty] | BEYONDCOAL: BEYOND-RO-15-3, BEYOND-RO-15-4, BEYOND-RO-15-5, BEYOND-RO-15-6; ENTSOE: 30W-CET-ROVI---Q; GEM: G100000108645, G100000108646, G100000108647, G100000108648; GEO: GEO-40968
1187 | Paroseni | Hard Coal | Steam Turbine | CHP | Romania | 150 |  | 1964 |  | 2032 | 45.3661 | 23.2614 | [5 empty] | BEYONDCOAL: BEYOND-RO-18-4; ENTSOE: 30W-CET-PARO---N; GEM: G100000107846; GEO: GEO-40988
1254 | Craiova | Lignite | Steam Turbine | CHP | Romania | 300 |  | 1987 |  | 2032 | 44.3429 | 23.8108 | [5 empty] | BEYONDCOAL: BEYOND-RO-5-1, BEYOND-RO-5-2; ENTSOE: 30W-CET-CRAI---T; GEM: G100000101821, G100000101822; GEO: GEO-40971
1255 | Govora | Lignite | Steam Turbine | CHP | Romania | 200 |  | 1975 |  | 2032 | 45.039 | 24.2876 | [5 empty] | BEYONDCOAL: BEYOND-RO-14-1, BEYOND-RO-14-2, BEYOND-RO-14-3, BEYOND-RO-14-4; ENTSOE: 30W-CET-GOVO---A; GEM: G100000103108, G100000103109, G100000113461, G100000113462; GEO: GEO-41143
1256 | Isalnita | Lignite | Steam Turbine | PP | Romania | 630 |  | 1987 |  | 2025 | 44.3876 | 23.7182 | [5 empty] | BEYONDCOAL: BEYOND-RO-11-7, BEYOND-RO-11-8; ENTSOE: 30W-CET-ISAL---X; GEM: G100000104909, G100000104910; GEO: GEO-40970
1999 | Iron Gate | Hydro | Run-Of-River | PP | Romania | 591 |  | 1984 |  |  | 44.3042 | 22.5648 |  | 600 | 35 |  |  | GEM: G100000604139; GEO: GEO-40976; JRC: JRC-H216
2000 | Iron Gate | Hydro | Run-Of-River | Store | Romania | 2306 |  | 1970 | 1999 |  | 44.6705 | 22.5282 |  | 2100 | 60 |  |  | GEM: G100000604138; GEO: GEO-40975; JRC: JRC-H8
2028 | Frunzaru | Hydro | Run-Of-River | Store | Romania | 57 |  | 1970 |  |  | 44.0418 | 24.5744 |  | 96 | 30 |  |  | GEM: G100001052108; GHR: GHR-GHR05245; JRC: JRC-H811
2029 | Gogosu | Hydro | Run-Of-River | Store | Romania | 54 |  | 1970 |  |  | 44.405 | 22.5198 |  | 800 | 30 |  |  | GEM: G100001052109; GHR: GHR-GHR05251; JRC: JRC-H804
2030 | Govora | Hydro | Run-Of-River | Store | Romania | 46 |  | 1970 |  |  | 45.0094 | 24.2968 |  | 18.5 | 26 |  |  | GEM: G100001052105; GHR: GHR-GHR05252; JRC: JRC-H908
2031 | Ipotesti | Hydro | Run-Of-River | Store | Romania | 57 |  | 1970 |  |  | 44.2641 | 24.4041 |  | 110 | 31 |  |  | GEM: G100001052126; GHR: GHR-GHR05265; JRC: JRC-H812
2032 | Izbiceni | Hydro | Reservoir | Store | Romania | 54 |  | 1970 |  |  | 43.8122 | 24.6968 |  | 74 | 29 |  |  | GEM: G100001052128; GHR: GHR-GHR05266; JRC: JRC-H813
2033 | Motru | Hydro | Run-Of-River | Store | Romania | 50 |  | 1970 |  |  | 44.7918 | 22.9698 |  | 124 | 110 |  |  | GEM: G100001052131; GHR: GHR-GHR05224; JRC: JRC-H3401
2034 | Munteni | Hydro | Run-Of-River | Store | Romania | 50 |  | 1988 |  |  | 46.7899 | 22.7195 | [5 empty] | GEM: G100001052132; GHR: GHR-GHR05316; JRC: JRC-H3399
2035 | Racaciuni | Hydro | Run-Of-River | Store | Romania | 45 |  | 1970 |  |  | 46.323 | 27.0545 |  | 103.7 | 29 |  |  | GEM: G100001052133; GHR: GHR-GHR05291; JRC: JRC-H909
2036 | Raureni | Hydro | Run-Of-River | PP | Romania | 48 |  | 1970 |  |  | 45.0714 | 24.3616 |  | 4.6 | 29 |  |  | GEM: G100001052106; GHR: GHR-GHR05288; JRC: JRC-H3380
2037 | Rusanesti | Hydro | Run-Of-River | Store | Romania | 53 |  | 1970 |  |  | 43.9163 | 24.627 |  | 78 | 29 |  |  | GEM: G100001052138; GHR: GHR-GHR05295; JRC: JRC-H814
2038 | Strejesti | Hydro | Run-Of-River | Store | Romania | 50 |  | 1970 |  |  | 44.5358 | 24.3223 |  | 225 | 33 |  |  | GEM: G100001052107; GHR: GHR-GHR05306; JRC: JRC-H851
2039 | Tarnita | Hydro | Reservoir | Store | Romania | 45 |  | 1970 |  |  | 46.7271 | 23.3008 |  | 74 | 97 |  |  | GEM: G100001052140; GHR: GHR-GHR05311; JRC: JRC-H910
2059 | Draganesti | Hydro | Reservoir | Store | Romania | 57 |  | 1970 |  |  | 44.1637 | 24.4832 |  | 76 | 34 |  |  | GEM: G100001052102; GHR: GHR-GHR05241; JRC: JRC-H810
2553 | Brazi | Natural Gas | Steam Turbine | CHP | Romania | 1096 |  | 1973 |  |  | 44.8824 | 26.0066 | [5 empty] | ENTSOE: 30W-CET-BRAZ---Q, 30W-CET-PETROM-L; GEM: G100000400596, G100000400597, G100000400598, G100000400629; GEO: GEO-42206
2554 | Iernut | Natural Gas | CCGT | PP | Romania | 630 |  | 1966 |  |  | 46.4677 | 24.1833 | [5 empty] | ENTSOE: 30W-CET-IERN---J; GEM: G100000400624, G100000400626; GEO: GEO-40973
2721 | Mintia Deva | Hard Coal | Steam Turbine | CHP | Romania | 1285 |  | 1969 |  | 2021 | 45.9128 | 22.8261 | [5 empty] | BEYONDCOAL: BEYOND-RO-12-1, BEYOND-RO-12-2, BEYOND-RO-12-3, BEYOND-RO-12-4, BEYOND-RO-12-5, BEYOND-RO-12-6; GEM: G100000106938, G100000106939, G100000106940, G100000106941, G100000106942, G100000106943; GEO: GEO-40969
3309 | Turceni | Lignite | Steam Turbine | PP | Romania | 2310 |  | 1976 |  | 2029 | 44.6697 | 23.4078 | [5 empty] | BEYONDCOAL: BEYOND-RO-17-1, BEYOND-RO-17-2, BEYOND-RO-17-3, BEYOND-RO-17-4, BEYOND-RO-17-5, BEYOND-RO-17-6, BEYOND-RO-17-7; ENTSOE: 30W-CET-TURC---M; GEM: G100000110363, G100000110364, G100000110365, G100000110366, G100000110367, G100000110368, G100000110369
3310 | Oradea Phase | Lignite | Steam Turbine | PP | Romania | 100 |  | 1967 |  | 2016 | 47.0847 | 21.8929 | [5 empty] | BEYONDCOAL: BEYOND-RO-13-4; ENTSOE: 30W-CET-ORAD---W; GEM: G100000107655, G100000107656
3343 | Arad Phase | Lignite | Steam Turbine | CHP | Romania | 100 |  | 1981 |  | 2015 | 46.2224 | 21.3288 | [5 empty] | BEYONDCOAL: BEYOND-RO-1-1, BEYOND-RO-1-2; GEM: G100000100302, G100000100304
3344 | Brasov | Lignite | Steam Turbine | CHP | Romania | 130 |  | 1990 |  | 2015 | 45.6623 | 25.6468 | [5 empty] | BEYONDCOAL: BEYOND-RO-4-1, BEYOND-RO-4-2; GEM: G100000101042, G100000101043
5617 | Che Malaia | Hydro | Reservoir | Store | Romania | 18 |  |  |  |  | 45.3537 | 24.0245 |  | 3.4 |  |  |  | GHR: GHR-GHR05223; JRC: JRC-H3400
5618 | Cerna Principal | Hydro | Reservoir | Store | Romania | 50 |  | 1970 |  |  | 45.1621 | 22.7329 |  | 124 | 110 |  |  | GHR: GHR-GHR05232; JRC: JRC-H850
5619 | Cerbureni | Hydro | Run-Of-River | PP | Romania | 15 |  |  |  |  | 45.1922 | 24.6613 | [5 empty] | GHR: GHR-GHR05222; JRC: JRC-H3340
5620 | Carnesti | Hydro | Run-Of-River | PP | Romania | 27.4 |  |  |  |  | 45.5413 | 22.8746 | [5 empty] | GHR: GHR-GHR05220, GHR-GHR05221; JRC: JRC-H3384, JRC-H3385
5621 | Calimanesti | Hydro | Reservoir | Store | Romania | 38 |  | 1970 |  |  | 45.0746 | 24.3646 |  | 44.3 | 29 |  |  | GHR: GHR-GHR05231, GHR-GHR05248; JRC: JRC-H1021
5622 | Buhusi | Hydro | Run-Of-River | PP | Romania | 11 |  |  |  |  | 46.7221 | 26.6715 | [5 empty] | GHR: GHR-GHR05215; JRC: JRC-H3359
5623 | Budeasa | Hydro | Reservoir | Store | Romania | 11 |  | 1970 |  |  | 44.9162 | 24.8212 |  | 54.9 | 33 |  |  | GHR: GHR-GHR05218; JRC: JRC-H1718
5624 | Bretea | Hydro | Run-Of-River | PP | Romania | 12 |  |  |  |  | 45.668 | 23.002 | [5 empty] | GHR: GHR-GHR05214; JRC: JRC-H3392
5625 | Beresti | Hydro | Reservoir | Store | Romania | 44 |  | 1970 |  |  | 46.1871 | 27.1837 |  | 12 | 29 |  |  | GHR: GHR-GHR05217; JRC: JRC-H923
5626 | Bascov | Hydro | Reservoir | Store | Romania | 7.7 |  |  |  |  | 44.8964 | 24.8479 |  | 1.32 |  |  |  | GHR: GHR-GHR05213; JRC: JRC-H3347
5627 | Baiculesti | Hydro | Run-Of-River | PP | Romania | 15.4 |  |  |  |  | 45.0588 | 24.6883 |  | 13.3 | 29 |  |  | GHR: GHR-GHR05212; JRC: JRC-H3344
5628 | Babeni | Hydro | Reservoir | Store | Romania | 37 |  | 1970 |  |  | 44.9204 | 24.2504 |  | 59.7 | 33 |  |  | GHR: GHR-GHR05216; JRC: JRC-H1035
5629 | Avrig | Hydro | Reservoir | Store | Romania | 14 |  | 1970 |  |  | 45.7454 | 24.3912 |  | 10.8 | 23 |  |  | GHR: GHR-GHR05210; JRC: JRC-H1599
5630 | Arpasu | Hydro | Reservoir | Store | Romania | 14 |  | 1970 |  |  | 45.7938 | 24.5954 |  | 7.35 | 20 |  |  | GHR: GHR-GHR05209; JRC: JRC-H1598
5631 | Arcesti | Hydro | Reservoir | Store | Romania | 38 |  | 1970 |  |  | 44.4496 | 24.3129 |  | 43.4 | 31 |  |  | GHR: GHR-GHR05208; JRC: JRC-H1020
5632 | Albesti | Hydro | Run-Of-River | PP | Romania | 15 |  |  |  |  | 45.2165 | 24.6579 | [5 empty] | GHR: GHR-GHR05207; JRC: JRC-H3339
5633 | Garleni | Hydro | Run-Of-River | PP | Romania | 23 |  |  |  |  | 46.6672 | 26.8139 | [5 empty] | GHR: GHR-GHR05246; JRC: JRC-H3360
5634 | Galbeni | Hydro | Reservoir | Store | Romania | 29 |  | 1970 |  |  | 46.4579 | 26.9521 |  | 38.8 | 24 |  |  | GHR: GHR-GHR05250; JRC: JRC-H1163
5635 | Fughiu | Hydro | Run-Of-River | PP | Romania | 10 |  |  |  |  | 47.0694 | 22.0705 | [5 empty] | GHR: GHR-GHR05244; JRC: JRC-H3368
5636 | Floresti | Hydro | Run-Of-River | PP | Romania | 7.2 |  |  |  |  | 46.7495 | 23.4764 |  | 1.27 | 10 |  |  | GHR: GHR-GHR05243; JRC: JRC-H3397
5637 | Dragoslavele | Hydro | Run-Of-River | PP | Romania | 7.7 |  |  |  |  | 45.3303 | 25.1639 | [5 empty] | GHR: GHR-GHR05238; JRC: JRC-H3371
5638 | Dobresti | Hydro | Reservoir | Store | Romania | 16 |  |  |  |  | 45.3097 | 25.4181 |  | 2.47 |  |  |  | GHR: GHR-GHR05237; JRC: JRC-H3374
5639 | Daesti | Hydro | Reservoir | Store | Romania | 37 |  | 1970 |  |  | 45.1788 | 24.3696 |  | 11.2 | 29 |  |  | GHR: GHR-GHR05239; JRC: JRC-H1036
5640 | Curtea De Arges | Hydro | Run-Of-River | PP | Romania | 7.7 |  |  |  |  | 45.1445 | 24.6705 | [5 empty] | GHR: GHR-GHR05230; JRC: JRC-H3342
5641 | Cumpanita | Hydro | Run-Of-River | PP | Romania | 4.8 |  |  |  |  | 45.4364 | 24.5799 | [5 empty] | GHR: GHR-GHR05236; JRC: JRC-H3336
5642 | Costisa | Hydro | Run-Of-River | PP | Romania | 14 |  |  |  |  | 46.7702 | 26.6191 | [5 empty] | GHR: GHR-GHR05229; JRC: JRC-H3358
5643 | Costeshti Stinka Stanca | Hydro | Reservoir | Store | Romania | 30 |  | 1970 |  |  | 47.8413 | 27.2254 |  | 1290 | 43 |  |  | GHR: GHR-GHR05235; JRC: JRC-H1150
5644 | Colibita | Hydro | Reservoir | Store | Romania | 21 |  | 1970 |  |  | 47.1654 | 24.8779 |  | 75.22 | 92 |  |  | GHR: GHR-GHR05234; JRC: JRC-H1365
5645 | Clopotiva | Hydro | Run-Of-River | PP | Romania | 14 |  |  |  |  | 45.4984 | 22.842 | [5 empty] | GHR: GHR-GHR05228; JRC: JRC-H3381
5646 | Clabucet | Hydro | Reservoir | Store | Romania | 64 |  | 1970 |  |  | 45.5661 | 25.0937 |  | 6.13 |  |  |  | GHR: GHR-GHR05227; JRC: JRC-H3369
5647 | Cindesti | Hydro | Run-Of-River | PP | Romania | 11.45 |  |  |  |  | 45.2727 | 26.7047 |  | 0.71 |  |  |  | GHR: GHR-GHR05226; JRC: JRC-H3364
5648 | Che Raul Alb | Hydro | Reservoir | Store | Romania | 41 |  | 1970 |  |  | 45.1562 | 22.4104 |  | 17 | 230 |  |  | GHR: GHR-GHR05225; JRC: JRC-H3402
5649 | Oiesti | Hydro | Run-Of-River | PP | Romania | 15 |  |  |  |  | 45.2349 | 24.6557 | [5 empty] | GHR: GHR-GHR05280; JRC: JRC-H3338
5650 | Noaptes | Hydro | Run-Of-River | PP | Romania | 15.4 |  |  |  |  | 45.125 | 24.6651 | [5 empty] | GHR: GHR-GHR05276; JRC: JRC-H3343
5651 | Movileni | Hydro | Reservoir | Store | Romania | 33.9 |  | 1970 |  |  | 45.7829 | 27.3416 |  | 10 |  |  |  | GHR: GHR-GHR05274; JRC: JRC-H3363
5652 | Moroieni | Hydro | Run-Of-River | PP | Romania | 15 |  | 1970 |  |  | 45.2547 | 25.4125 |  | 2.47 |  |  |  | GHR: GHR-GHR05273; JRC: JRC-H3375
5653 | Mihailesti | Hydro | Reservoir | Store | Romania | 10 |  | 1970 |  |  | 44.3272 | 25.9463 |  | 68 | 18 |  |  | GHR: GHR-GHR05272; JRC: JRC-H3350
5654 | Merisani | Hydro | Run-Of-River | PP | Romania | 11.5 |  |  |  |  | 44.9561 | 24.764 | [5 empty] | GHR: GHR-GHR05271; JRC: JRC-H3346
5655 | Manicesti | Hydro | Run-Of-River | PP | Romania | 11.5 |  |  |  |  | 45.0276 | 24.7049 | [5 empty] | GHR: GHR-GHR05270; JRC: JRC-H3345
5656 | Maneciu | Hydro | Reservoir | Store | Romania | 10 |  | 1970 |  |  | 45.3329 | 25.9879 |  | 60 | 78 |  |  | GHR: GHR-GHR05275; JRC: JRC-H1771
5657 | Lugasu | Hydro | Reservoir | Store | Romania | 18 |  | 1970 |  |  | 47.0596 | 22.3038 |  | 65.4 | 29 |  |  | GHR: GHR-GHR05269; JRC: JRC-H1462
5658 | Lilieci | Hydro | Run-Of-River | PP | Romania | 23 |  |  |  |  | 46.6157 | 26.8975 |  | 17.17 |  |  |  | GHR: GHR-GHR05268; JRC: JRC-H3361
5659 | Leresti | Hydro | Reservoir | Store | Romania | 19 |  |  |  |  | 45.3942 | 25.0625 |  | 24.93 |  |  |  | GHR: GHR-GHR05267; JRC: JRC-H3351
5660 | Izvoarele | Hydro | Reservoir | Store | Romania | 16 |  |  |  |  | 45.2678 | 26.0249 | [5 empty] | GHR: GHR-GHR05263; JRC: JRC-H3398
5661 | Ionesti | Hydro | Reservoir | Store | Romania | 38 |  | 1970 |  |  | 44.8579 | 24.2462 |  | 24.9 | 34 |  |  | GHR: GHR-GHR05264; JRC: JRC-H1022
5662 | Hateg | Hydro | Reservoir | Store | Romania | 16 |  | 1970 |  |  | 45.5913 | 22.9587 |  | 12.5 | 32 |  |  | GHR: GHR-GHR05255; JRC: JRC-H1522
5663 | Gura Lotrului | Hydro | Run-Of-River | PP | Romania | 24.9 |  |  |  |  | 45.3447 | 24.2752 |  | 14.2 |  |  |  | GHR: GHR-GHR05249; JRC: JRC-H3377
5664 | Gilau | Hydro | Run-Of-River | PP | Romania | 13.53 |  |  |  |  | 46.7447 | 23.3716 |  | 4.08 | 60 |  |  | GHR: GHR-GHR05247; JRC: JRC-H3396
5665 | Sasciori | Hydro | Reservoir | Store | Romania | 42 |  |  |  |  | 45.8217 | 23.6108 |  | 3.9 |  |  |  | GHR: GHR-GHR05297; JRC: JRC-H3393
5666 | Sacadat | Hydro | Run-Of-River | PP | Romania | 10 |  |  |  |  | 47.0665 | 22.148 | [5 empty] | GHR: GHR-GHR05296; JRC: JRC-H3367
5667 | Rucar | Hydro | Run-Of-River | PP | Romania | 23 |  |  |  |  | 45.4049 | 25.1526 | [5 empty] | GHR: GHR-GHR05290; JRC: JRC-H3370
5668 | Roznov | Hydro | Run-Of-River | PP | Romania | 14 |  |  |  |  | 46.8482 | 26.5083 | [5 empty] | GHR: GHR-GHR05289; JRC: JRC-H3356
5669 | Ramnicu Valcea | Hydro | Reservoir | Store | Romania | 46 |  | 1970 |  |  | 45.1204 | 24.3754 |  | 19 | 34 |  |  | GHR: GHR-GHR05293; JRC: JRC-H894
5670 | Racova | Hydro | Reservoir | Store | Romania | 23 |  | 1970 |  |  | 46.6954 | 26.7129 |  | 8.66 | 20 |  |  | GHR: GHR-GHR05292; JRC: JRC-H1322
5671 | Plopi | Hydro | Run-Of-River | PP | Romania | 12 |  |  |  |  | 45.6387 | 23.012 | [5 empty] | GHR: GHR-GHR05285; JRC: JRC-H3391
5672 | Pitesti | Hydro | Reservoir | Store | Romania | 7.7 |  | 1970 |  |  | 44.8453 | 24.9047 |  | 4.5 | 20 |  |  | GHR: GHR-GHR05284; JRC: JRC-H3348
5673 | Piatra Neamt | Hydro | Reservoir | Store | Romania | 11 |  | 1970 |  |  | 46.9329 | 26.3379 |  | 10 | 27 |  |  | GHR: GHR-GHR05287; JRC: JRC-H1719
5674 | Petresti | Hydro | Run-Of-River | PP | Romania | 4.25 |  | 1970 |  |  | 45.9062 | 23.5584 |  | 13 | 22 |  |  | GHR: GHR-GHR05283; JRC: JRC-H3394
5675 | Pangarati | Hydro | Reservoir | Store | Romania | 23 |  |  |  |  | 46.9258 | 26.2155 |  | 4.98 |  |  |  | GHR: GHR-GHR05282; JRC: JRC-H3353
5676 | Paltinu | Hydro | Reservoir | Store | Romania | 10 |  | 1970 |  |  | 45.2496 | 25.7354 |  | 53.67 | 108 |  |  | GHR: GHR-GHR05286; JRC: JRC-H1772
5677 | Paclisa | Hydro | Reservoir | Store | Romania | 15.9 |  |  |  |  | 45.5622 | 22.8975 |  | 3.54 |  |  |  | GHR: GHR-GHR05281; JRC: JRC-H3386
5678 | Ostrovu Mic | Hydro | Reservoir | Store | Romania | 15.9 |  |  |  |  | 45.5172 | 22.8546 |  | 1.16 |  |  |  | GHR: GHR-GHR05279; JRC: JRC-H3382
5679 | Ostrovu Mare | Hydro | Run-Of-River | PP | Romania | 15.9 |  |  |  |  | 45.5242 | 22.8599 |  | 1.16 |  |  |  | GHR: GHR-GHR05278; JRC: JRC-H3383
5680 | Orlea | Hydro | Run-Of-River | PP | Romania | 11.5 |  | 1970 |  |  | 45.5927 | 22.9734 |  | 12.5 | 32 |  |  | GHR: GHR-GHR05277; JRC: JRC-H3389
5681 | Valea Iasului | Hydro | Run-Of-River | PP | Romania | 15 |  |  |  |  | 45.164 | 24.6592 | [5 empty] | GHR: GHR-GHR05315; JRC: JRC-H3341
5682 | Valcele | Hydro | Reservoir | Store | Romania | 15 |  | 1970 |  |  | 44.9829 | 24.7421 |  | 54.8 | 35 |  |  | GHR: GHR-GHR05320; JRC: JRC-H1565
5683 | Vaduri | Hydro | Reservoir | Store | Romania | 44 |  |  |  |  | 46.9325 | 26.2702 |  | 6.78 |  |  |  | GHR: GHR-GHR05314; JRC: JRC-H3354
5684 | Vadeni | Hydro | Reservoir | Store | Romania | 12 |  | 1970 |  |  | 45.0579 | 23.2679 |  | 4.76 | 25 |  |  | GHR: GHR-GHR05319; JRC: JRC-H1684
5685 | Vacaresti | Hydro | Reservoir | Store | Romania | 4.84 |  |  |  |  | 44.8215 | 25.4889 |  | 4.2 |  |  |  | GHR: GHR-GHR05313; JRC: JRC-H3372
5686 | Turnu | Hydro | Reservoir | Store | Romania | 70 |  | 1970 |  |  | 45.277 | 24.3096 |  | 3.54 | 24 |  |  | GHR: GHR-GHR05310; JRC: JRC-H3378
5687 | Totesti | Hydro | Run-Of-River | PP | Romania | 31.8 |  |  |  |  | 45.5769 | 22.9159 | [5 empty] | GHR: GHR-GHR05308, GHR-GHR05309; JRC: JRC-H3387, JRC-H3388
5688 | Tileagd | Hydro | Reservoir | Store | Romania | 18 |  | 1970 |  |  | 47.0787 | 22.2079 |  | 52.9 | 37 |  |  | GHR: GHR-GHR05312; JRC: JRC-H1463
5689 | Tg Jiu | Hydro | Run-Of-River | PP | Romania | 11.8 |  |  |  |  | 45.0325 | 23.2637 | [5 empty] | GHR: GHR-GHR05307; JRC: JRC-H3376
5690 | Subcetate | Hydro | Run-Of-River | PP | Romania | 12.22 |  |  |  |  | 45.6153 | 23.0122 |  | 25 |  |  |  | GHR: GHR-GHR05301; JRC: JRC-H3390
5691 | Somes Cald | Hydro | Reservoir | Store | Romania | 12 |  |  |  |  | 46.7318 | 23.3507 |  | 7.5 | 70 |  |  | GHR: GHR-GHR05300; JRC: JRC-H3395
5692 | Slatina | Hydro | Reservoir | Store | Romania | 26 |  | 1970 |  |  | 44.4079 | 24.3546 |  | 19.2 | 26 |  |  | GHR: GHR-GHR05305; JRC: JRC-H1233
5693 | Siriu | Hydro | Reservoir | Store | Romania | 42 |  | 1970 |  |  | 45.4954 | 26.2504 |  | 155 | 122 |  |  | GHR: GHR-GHR05304; JRC: JRC-H949
5694 | Simileasca | Hydro | Run-Of-River | PP | Romania | 11.7 |  |  |  |  | 45.1872 | 26.7649 | [5 empty] | GHR: GHR-GHR05299; JRC: JRC-H3366
5695 | Scropoasa | Hydro | Reservoir | Store | Romania | 12 |  |  |  |  | 45.3415 | 25.4306 |  | 2.47 |  |  |  | GHR: GHR-GHR05298; JRC: JRC-H3373
5696 | Scoreiu | Hydro | Reservoir | Store | Romania | 14 |  | 1970 |  |  | 45.7788 | 24.5129 |  | 5.2 | 22 |  |  | GHR: GHR-GHR05303; JRC: JRC-H1600
5705 | Zigoneni | Hydro | Reservoir | Store | Romania | 15 |  | 1970 |  |  | 45.0829 | 24.6629 |  | 13.3 | 29 |  |  | GHR: GHR-GHR05326; JRC: JRC-H1566
5706 | Zavideni | Hydro | Reservoir | Store | Romania | 38 |  | 1970 |  |  | 44.7746 | 24.2712 |  | 500 | 30 |  |  | GHR: GHR-GHR05325; JRC: JRC-H1023
5707 | Zanesti | Hydro | Run-Of-River | PP | Romania | 14 |  |  |  |  | 46.8154 | 26.5695 | [5 empty] | GHR: GHR-GHR05324; JRC: JRC-H3357
5708 | Voila | Hydro | Reservoir | Store | Romania | 14 |  | 1970 |  |  | 45.8354 | 24.8604 |  | 12.25 | 26 |  |  | GHR: GHR-GHR05323; JRC: JRC-H1602
5709 | Vistea | Hydro | Reservoir | Store | Romania | 14 |  | 1970 |  |  | 45.8088 | 24.7496 |  | 4.25 | 20 |  |  | GHR: GHR-GHR05322; JRC: JRC-H1601
5710 | Vernesti | Hydro | Run-Of-River | PP | Romania | 11.8 |  |  |  |  | 45.2241 | 26.7336 | [5 empty] | GHR: GHR-GHR05318; JRC: JRC-H3365
5711 | Vanatori | Hydro | Run-Of-River | PP | Romania | 14 |  |  |  |  | 46.8712 | 26.4861 | [5 empty] | GHR: GHR-GHR05317; JRC: JRC-H3355
5712 | Valsan | Hydro | Reservoir | Store | Romania | 5 |  |  |  |  | 45.4134 | 24.708 |  | 0.175 | 5.5 |  |  | GHR: GHR-GHR05321; JRC: JRC-H3337
5767 | Dragasani | Hydro | Run-Of-River | Store | Romania | 45 |  | 1980 |  |  | 44.6817 | 24.2935 |  | 40 | 32 |  |  | GEM: G100001052103; JRC: JRC-H907
6769 | Bucsani Solar | Solar | PV | PP | Romania | 18.5 |  | 2013 |  |  | 44.3616 | 25.62 | [5 empty] | GEM: G100001007668; GPD: WKS0062306
6770 | Berceni Solar | Solar | PV | PP | Romania | 9 |  | 2013 |  |  | 44.936 | 26.091 | [5 empty] | GEM: G100001007694; GPD: WKS0062410, WKS0073446
6771 | Balcesti Solar | Solar | PV | PP | Romania | 15.6 |  | 2017 |  |  | 44.3621 | 24.1371 | [5 empty] | GEM: G100001007703; GPD: WKS0071383
6772 | Aricestii Rahtivani Solar Farm | Solar | PV | PP | Romania | 37 |  |  |  |  | 44.9441 | 25.8779 | [5 empty] | GEM: G100001000662; GPD: WKS0063799
6773 | Agighiohl Valea Nucarilor Wind Farm | Wind | Onshore | PP | Romania | 105 |  | 2010 |  |  | 45.0424 | 28.9521 | [5 empty] | GEM: G100000917107, G100000919086; GPD: WRI1022119
6785 | Ploiesti Prahova Solar | Solar | PV | PP | Romania | 17.2 |  | 2017 |  |  | 44.95 | 26.05 | [5 empty] | GEM: G100001007698, G100001060039; GPD: WKS0071374
6786 | Paulesti Solar | Solar | PV | PP | Romania | 10.7 |  | 2017 |  |  | 44.9633 | 25.9536 | [5 empty] | GEM: G100001007697; GPD: WKS0062149
6787 | Miercurea Sibiului Solar Farm | Solar | PV | PP | Romania | 23 |  | 2013 |  |  | 45.895 | 23.743 | [5 empty] | GEM: G100000807947; GPD: WKS0063885
6788 | Maxineni Solar | Solar | PV | PP | Romania | 8.1 |  | 2017 |  |  | 45.3948 | 27.6715 | [5 empty] | GEM: G100001007673; GPD: WKS0071384
6789 | Livada Solar Farm | Solar | PV | PP | Romania | 56 |  | 2013 |  |  | 47.868 | 23.054 | [5 empty] | GEM: G100000807044; GPD: WKS0062486
6790 | Lehliu Solar | Solar | PV | PP | Romania | 19.8 |  | 2017 |  |  | 44.4798 | 26.8156 | [5 empty] | GEM: G100001007676; GPD: WKS0063100, WKS0073449
6791 | Lechinta Solar | Solar | PV | PP | Romania | 15.8 |  | 2017 |  |  | 47.0301 | 24.3502 | [5 empty] | GEM: G100001007672; GPD: WKS0065228
6792 | Isaccea Solar | Solar | PV | PP | Romania | 9.9 |  | 2017 |  |  | 45.2486 | 28.4828 | [5 empty] | GEM: G100001007702; GPD: WKS0061408
6793 | Fundulea Solar | Solar | PV | PP | Romania | 5.7 |  | 2017 |  |  | 44.4451 | 26.6322 | [5 empty] | GEM: G100001007675; GPD: WKS0063549
6794 | Fierbinti Solar | Solar | PV | PP | Romania | 12.7 |  | 2017 |  |  | 44.8985 | 27.8206 | [5 empty] | GEM: G100001007691; GPD: WKS0061551
6795 | Doba Solar | Solar | PV | PP | Romania | 8.1 |  | 2017 |  |  | 47.7486 | 22.729 | [5 empty] | GEM: G100001007699; GPD: WKS0061552
6796 | Cosereni Solar | Solar | PV | PP | Romania | 8 |  | 2017 |  |  | 44.6634 | 26.5357 | [5 empty] | GEM: G100001007690; GPD: WKS0073447
6797 | Cluj Solar | Solar | PV | PP | Romania | 11.2 |  | 2017 |  |  | 46.9522 | 23.7879 | [5 empty] | GEM: G100001007678, G100001007724; GPD: WKS0068760
6798 | Cluj Solar | Solar | PV | PP | Romania | 10.5 |  | 2017 |  |  | 46.8632 | 23.7992 | [5 empty] | GEM: G100001007679, G100001007740; GPD: WKS0063362
6799 | Caracal Olt Solar | Solar | PV | PP | Romania | 17.8 |  | 2017 |  |  | 44.1044 | 24.3778 | [5 empty] | GEM: G100001007899; GPD: WKS0063800
6800 | Butimanu Solar | Solar | PV | PP | Romania | 8.5 |  | 2017 |  |  | 44.6766 | 25.8802 | [5 empty] | GEM: G100001007680; GPD: WKS0063550
6806 | Vieru Solar | Solar | PV | PP | Romania | 9 |  | 2017 |  |  | 43.8782 | 25.7942 | [5 empty] | GEM: G100001007687; GPD: WKS0063902
6807 | Urziceni Solar | Solar | PV | PP | Romania | 12 |  | 2017 |  |  | 44.7137 | 26.5982 | [5 empty] | GEM: G100001007669; GPD: WKS0071369
6808 | Ucea De Sus Solar Farm | Solar | PV | PP | Romania | 55 |  | 2014 |  |  | 45.706 | 24.693 | [5 empty] | GEM: G100000806724; GPD: WKS0062336
6809 | Ucea De Sus Solar | Solar | PV | PP | Romania | 14.2 |  | 2017 |  |  | 45.7519 | 24.7157 | [5 empty] | GEM: G100001007674; GPD: WKS0065443
6810 | Targu Carbunesti Solar | Solar | PV | PP | Romania | 20 |  | 2013 |  |  | 44.933 | 23.539 | [5 empty] | GEM: G100001007688; GPD: WKS0062304
6811 | Stanesti Solar | Solar | PV | PP | Romania | 9 |  | 2017 |  |  | 43.9034 | 25.8697 | [5 empty] | GEM: G100001007686; GPD: WKS0071382
6812 | Slobozia Solar Farm | Solar | PV | PP | Romania | 38 |  | 2013 |  |  | 43.876 | 25.888 | [5 empty] | GEM: G100000807554; GPD: WKS0063191
6813 | Simnicu De Sus Solar | Solar | PV | PP | Romania | 8.6 |  | 2017 |  |  | 44.3568 | 23.8595 | [5 empty] | GEM: G100001007683; GPD: WKS0062305
6814 | Sebis Solar | Solar | PV | PP | Romania | 15 |  | 2013 |  |  | 46.428 | 22.108 | [5 empty] | GEM: G100001007670; GPD: WKS0068761
6815 | Salbatica Wind Farm | Wind | Onshore | PP | Romania | 103 |  | 2011 |  |  | 45.0162 | 28.8501 | [5 empty] | GEM: G100000916952, G100000919082; GPD: WRI1022116
6816 | Podari Solar | Solar | PV | PP | Romania | 10 |  | 2013 |  |  | 44.2197 | 23.6843 | [5 empty] | GEM: G100001007682; GPD: WKS0066664
8796 | Pantelimon Wind Farm | Wind | Onshore | PP | Romania | 123 |  | 2013 |  |  | 44.5221 | 28.316 | [5 empty] | ENTSOE: 30W-CEE-PANT---O; GEM: G100000919546
8797 | Facaeni Wind Farm | Wind | Onshore | PP | Romania | 132 |  | 2015 |  |  | 44.5454 | 27.7601 | [5 empty] | ENTSOE: 30W-FACAENI----J; GEM: G100000918902, G100000919095
8798 | Crucea North Wind Farm | Wind | Onshore | PP | Romania | 108 |  | 2014 |  |  | 44.5353 | 28.2325 | [5 empty] | ENTSOE: 30W-CRUCEA-----N; GEM: G100000919460
8799 | Galati | Natural Gas | Steam Turbine | CHP | Romania | 375 |  | 1975 |  |  | 45.436 | 27.9814 | [5 empty] | ENTSOE: 30W-CET-GALA---G; GEM: G100000400615, G100000400616, G100000410366, G100000410367
8800 | Bucharest Sud | Natural Gas | Steam Turbine | CHP | Romania | 200 |  | 1966 |  |  | 44.4233 | 25.979 | [5 empty] | ENTSOE: 30W-CET-BUCS---S; GEM: G100000400608, G100000400609
8849 | Doicesti | Lignite | Steam Turbine | PP | Romania | 400 |  | 1979 |  | 2015 | 45.0008 | 25.3972 | [5 empty] | BEYONDCOAL: BEYOND-RO-6-7, BEYOND-RO-6-8; GEM: G100000102387, G100000102388
8879 | Iasi | Hard Coal | Steam Turbine | CHP | Romania | 110 |  | 1986 |  | 2032 | 47.1473 | 27.7172 | [5 empty] | BEYONDCOAL: BEYOND-RO-10-1, BEYOND-RO-10-2; GEM: G100000104810, G100000104811
8880 | Romag Termo | Lignite | Steam Turbine | CHP | Romania | 340 |  | 1986 |  | 2019 | 44.6751 | 22.6869 | [5 empty] | BEYONDCOAL: BEYOND-RO-8-1, BEYOND-RO-8-2, BEYOND-RO-8-3, BEYOND-RO-8-4, BEYOND-RO-8-5, BEYOND-RO-8-6; GEM: G100000108613, G100000108614, G100000108615, G100000108616, G100000112603, G100000112604
9135 | Alba Iulia Alba Solar | Solar | PV | PP | Romania | 1.3 |  | 2023 |  |  | 46.0517 | 23.5606 | [5 empty] | GEM: G100001060003
9136 | Alba Solar | Solar | PV | PP | Romania | 1.1 |  | 2023 |  |  | 46.1551 | 23.6475 | [5 empty] | GEM: G100001059891
9137 | Alba Solar | Solar | PV | PP | Romania | 1.2 |  | 2023 |  |  | 46.3118 | 23.994 | [5 empty] | GEM: G100001059932
9153 | Albesti Wind Farm | Wind | Onshore | PP | Romania | 28 |  | 2013 |  |  | 46.5006 | 27.856 | [5 empty] | GEM: G100000916192
9192 | Alexandria Teleorman Solar | Solar | PV | PP | Romania | 18 |  | 2023 |  |  | 44.0101 | 25.3931 | [5 empty] | GEM: G100001007915
9251 | Alpha Wind Nord Wind Farm | Wind | Onshore | PP | Romania | 150 |  | 2017 |  |  | 45.9852 | 24.6859 | [5 empty] | GEM: G100000916970, G100000918260, G100000919058
9585 | Arad | Natural Gas | CCGT | CHP | Romania | 21 |  | 2021 |  |  | 46.2224 | 21.3288 | [5 empty] | GEM: G100001020354
9586 | Arad Solar | Solar | PV | PP | Romania | 2.1 |  | 2024 |  |  | 46.4164 | 21.8303 | [5 empty] | GEM: G100001059913
9587 | Arad Solar | Solar | PV | PP | Romania | 6.7 |  | 2017 |  |  | 46.1011 | 21.4419 | [5 empty] | GEM: G100001007823
9588 | Arad Solar | Solar | PV | PP | Romania | 15.9 |  | 2017 |  |  | 46.0774 | 21.6652 | [5 empty] | GEM: G100001007785, G100001007921
9589 | Arad Solar | Solar | PV | PP | Romania | 3.7 |  | 2017 |  |  | 46.0712 | 21.2837 | [5 empty] | GEM: G100001007707
9590 | Arad Solar | Solar | PV | PP | Romania | 2.4 |  | 2017 |  |  | 46.1507 | 21.4307 | [5 empty] | GEM: G100001007854
9591 | Arad Solar | Solar | PV | PP | Romania | 1.2 |  | 2023 |  |  | 46.3249 | 21.4061 | [5 empty] | GEM: G100001059903
9592 | Arad Solar | Solar | PV | PP | Romania | 3.3 |  | 2023 |  |  | 46.4242 | 21.6125 | [5 empty] | GEM: G100001007936
9593 | Arad Solar | Solar | PV | PP | Romania | 5.9 |  | 2017 |  |  | 46.2445 | 21.3181 | [5 empty] | GEM: G100001007878
9594 | Arad Solar | Solar | PV | PP | Romania | 1 |  | 2017 |  |  | 46.1533 | 20.92 | [5 empty] | GEM: G100001059944
9595 | Arad Solar | Solar | PV | PP | Romania | 1.3 |  | 2017 |  |  | 46.1721 | 21.246 | [5 empty] | GEM: G100001059953
9596 | Arad Solar Xii | Solar | PV | PP | Romania | 1.5 |  | 2017 |  |  | 46.0195 | 21.2045 | [5 empty] | GEM: G100001059960
9597 | Arad Solar Xiii | Solar | PV | PP | Romania | 3.9 |  | 2024 |  |  | 46.5341 | 21.464 | [5 empty] | GEM: G100001059965
9598 | Arad Solar Xiv | Solar | PV | PP | Romania | 1.7 |  | 2024 |  |  | 46.1587 | 21.5834 | [5 empty] | GEM: G100001059969
9599 | Arad Solar Xv | Solar | PV | PP | Romania | 5.7 |  | 2022 |  |  | 46.2439 | 21.6138 | [5 empty] | GEM: G100001060017
9600 | Arad Solar Xvi | Solar | PV | PP | Romania | 6.6 |  | 2024 |  |  | 46.4077 | 21.3478 | [5 empty] | GEM: G100001060029
9641 | Arges Solar | Solar | PV | PP | Romania | 2.5 |  | 2023 |  |  | 44.9963 | 24.9009 | [5 empty] | GEM: G100001059995
9642 | Arges Solar | Solar | PV | PP | Romania | 2.3 |  | 2023 |  |  | 44.9792 | 24.9666 | [5 empty] | GEM: G100001059939
9643 | Arges Solar | Solar | PV | PP | Romania | 1.2 |  | 2017 |  |  | 44.7369 | 25.1437 | [5 empty] | GEM: G100001059963
9644 | Arges Solar | Solar | PV | PP | Romania | 11.9 |  | 2017 |  |  | 44.7901 | 25.0432 | [5 empty] | GEM: G100001059924, G100001060024
9645 | Arges Solar | Solar | PV | PP | Romania | 2.1 |  | 2017 |  |  | 44.7663 | 25.2093 | [5 empty] | GEM: G100001007876
9646 | Arges Solar | Solar | PV | PP | Romania | 17.7 |  | 2017 |  |  | 44.5682 | 25.2004 | [5 empty] | GEM: G100001059940
9647 | Arges Solar | Solar | PV | PP | Romania | 7.3 |  | 2017 |  |  | 44.9466 | 24.8881 | [5 empty] | GEM: G100001007862
9648 | Arges Solar | Solar | PV | PP | Romania | 5.6 |  | 2017 |  |  | 44.6212 | 24.8285 | [5 empty] | GEM: G100001007867
9649 | Arges Solar | Solar | PV | PP | Romania | 7.1 |  | 2017 |  |  | 44.8474 | 24.9271 | [5 empty] | GEM: G100001007793, G100001007872, G100001060053
9650 | Arges Solar | Solar | PV | PP | Romania | 2 |  | 2017 |  |  | 44.6987 | 25.0203 | [5 empty] | GEM: G100001059936
9804 | Auseu Borod Wind Farm | Wind | Onshore | PP | Romania | 65 |  | 2012 |  |  | 46.9672 | 22.0125 | [5 empty] | GEM: G100000918981
9880 | Babadag Wind Farm | Wind | Onshore | PP | Romania | 66 |  | 2012 |  |  | 44.903 | 28.7002 | [5 empty] | GEM: G100000916745, G100000916979
9890 | Bacau Solar | Solar | PV | PP | Romania | 1.4 |  | 2023 |  |  | 46.5417 | 26.9274 | [5 empty] | GEM: G100001060083
9891 | Bacau Solar | Solar | PV | PP | Romania | 13.8 |  | 2023 |  |  | 46.2444 | 26.8654 | [5 empty] | GEM: G100001007910
9969 | Baia Holrom Wind Farm | Wind | Onshore | PP | Romania | 17 |  | 2011 |  |  | 45.9852 | 24.6859 | [5 empty] | GEM: G100000913685
9971 | Bailesti Dolj Solar | Solar | PV | PP | Romania | 13.9 |  | 2017 |  |  | 44.0312 | 23.3677 | [5 empty] | GEM: G100001007753
10026 | Baleni Wind Farm | Wind | Onshore | PP | Romania | 50 |  | 2013 |  |  | 45.8011 | 27.7854 | [5 empty] | GEM: G100000918391
10532 | Bihor Solar | Solar | PV | PP | Romania | 9.3 |  | 2017 |  |  | 46.546 | 22.4653 | [5 empty] | GEM: G100001007775, G100001059999
10533 | Bihor Solar | Solar | PV | PP | Romania | 5.9 |  | 2017 |  |  | 47.0605 | 22.0705 | [5 empty] | GEM: G100001007704, G100001060035
10534 | Bihor Solar | Solar | PV | PP | Romania | 4.3 |  | 2017 |  |  | 47.0226 | 21.8316 | [5 empty] | GEM: G100001007768
10535 | Bihor Solar | Solar | PV | PP | Romania | 5.1 |  | 2017 |  |  | 47.2192 | 22.0492 | [5 empty] | GEM: G100001007771
10536 | Bihor Solar | Solar | PV | PP | Romania | 7.8 |  | 2017 |  |  | 46.9742 | 21.8348 | [5 empty] | GEM: G100001007718
10537 | Bihor Solar | Solar | PV | PP | Romania | 7.6 |  | 2017 |  |  | 47.2254 | 22.3874 | [5 empty] | GEM: G100001007726
10538 | Bihor Solar | Solar | PV | PP | Romania | 2.2 |  | 2022 |  |  | 47.1035 | 21.8225 | [5 empty] | GEM: G100001007895
10539 | Bihor Solar | Solar | PV | PP | Romania | 14.2 |  | 2017 |  |  | 46.9166 | 21.8007 | [5 empty] | GEM: G100001007871, G100001060018
10540 | Bihor Solar | Solar | PV | PP | Romania | 4.6 |  | 2017 |  |  | 46.8278 | 21.9042 | [5 empty] | GEM: G100001007894, G100001060031
10541 | Bihor Solar | Solar | PV | PP | Romania | 2.7 |  | 2018 |  |  | 47.3933 | 22.4304 | [5 empty] | GEM: G100001007832
10542 | Bihor Solar | Solar | PV | PP | Romania | 4.9 |  | 2017 |  |  | 46.9476 | 21.8866 | [5 empty] | GEM: G100001007747
10543 | Bihor Solar Xiii | Solar | PV | PP | Romania | 3.7 |  | 2017 |  |  | 47.1936 | 22.2008 | [5 empty] | GEM: G100001007925
10544 | Bihor Solar Xiv | Solar | PV | PP | Romania | 3.5 |  | 2022 |  |  | 47.2632 | 21.881 | [5 empty] | GEM: G100001059915
10545 | Bihor Solar Xv | Solar | PV | PP | Romania | 1 |  | 2017 |  |  | 47.3574 | 22.0778 | [5 empty] | GEM: G100001059976
10546 | Bihor Solar Xviii | Solar | PV | PP | Romania | 4.5 |  | 2017 |  |  | 46.84 | 21.7676 | [5 empty] | GEM: G100001060026
10560 | Bioenergy Sucavea | Solid Biomass |  |  | Romania | 30 |  | 2012 |  |  | 47.651 | 26.2971 | [5 empty] | GEM: G100000201426
10585 | Bistrita Nasaud Solar | Solar | PV | PP | Romania | 5 |  | 2017 |  |  | 47.2383 | 24.3262 | [5 empty] | GEM: G100001007847
10586 | Bistrita Nasaud Solar | Solar | PV | PP | Romania | 2.6 |  | 2017 |  |  | 46.7719 | 24.3302 | [5 empty] | GEM: G100001007933
10587 | Bistrita Nasaud Solar | Solar | PV | PP | Romania | 2.5 |  | 2023 |  |  | 47.2187 | 24.7245 | [5 empty] | GEM: G100001059878
10588 | Bistrita Nasaud Solar | Solar | PV | PP | Romania | 8.5 |  | 2024 |  |  | 47.0559 | 24.4356 | [5 empty] | GEM: G100001059896, G100001060001, G100001060045, G100001060080
10589 | Bistrita Nasaud Solar | Solar | PV | PP | Romania | 5.4 |  | 2021 |  |  | 47.1325 | 24.4744 | [5 empty] | GEM: G100001060066, G100001060075
10590 | Bistrita Nasaud Solar | Solar | PV | PP | Romania | 8.1 |  | 2017 |  |  | 47.18 | 24.6006 | [5 empty] | GEM: G100001007734
10669 | Bobicesti Solar Farm | Solar | PV | PP | Romania | 21.3 |  | 2026 |  |  | 44.3966 | 24.1413 | [5 empty] | GEM: G100000827351
10879 | Botosani Solar | Solar | PV | PP | Romania | 1 |  | 2021 |  |  | 48.1761 | 26.6025 | [5 empty] | GEM: G100001059919
10880 | Botosani Solar | Solar | PV | PP | Romania | 5.3 |  | 2017 |  |  | 47.7437 | 26.7043 | [5 empty] | GEM: G100001007784
10929 | Bradu Solar | Solar | PV | PP | Romania | 8.1 |  | 2017 |  |  | 44.8191 | 24.9095 | [5 empty] | GEM: G100001007671
10933 | Braila Solar | Solar | PV | PP | Romania | 1.8 |  | 2017 |  |  | 44.9081 | 27.5933 | [5 empty] | GEM: G100001007879
10934 | Braila Solar | Solar | PV | PP | Romania | 3.7 |  | 2017 |  |  | 45.2162 | 27.1477 | [5 empty] | GEM: G100001007801
10935 | Braila Solar | Solar | PV | PP | Romania | 4.7 |  | 2017 |  |  | 44.9056 | 27.7967 | [5 empty] | GEM: G100001007794
10936 | Braila Solar | Solar | PV | PP | Romania | 3.3 |  | 2023 |  |  | 45.3053 | 27.8329 | [5 empty] | GEM: G100001007916
10937 | Braila Solar | Solar | PV | PP | Romania | 3.7 |  | 2017 |  |  | 45.1223 | 27.6448 | [5 empty] | GEM: G100001007855
10938 | Braila Solar | Solar | PV | PP | Romania | 7.9 |  | 2017 |  |  | 45.0951 | 27.7872 | [5 empty] | GEM: G100001007803, G100001007911
10939 | Braila Solar | Solar | PV | PP | Romania | 14.8 |  | 2017 |  |  | 44.8048 | 27.4944 | [5 empty] | GEM: G100001007763, G100001007842, G100001007870
10940 | Braila Solar | Solar | PV | PP | Romania | 3.1 |  | 2017 |  |  | 45.1703 | 27.9366 | [5 empty] | GEM: G100001007779
10941 | Braila Solar Xii | Solar | PV | PP | Romania | 5.6 |  | 2019 |  |  | 44.9078 | 27.2567 | [5 empty] | GEM: G100001059874
10942 | Braila Solar Xiii | Solar | PV | PP | Romania | 4.2 |  | 2024 |  |  | 45.243 | 27.9558 | [5 empty] | GEM: G100001059910
10943 | Braila Solar Xiv | Solar | PV | PP | Romania | 2 |  | 2019 |  |  | 45.1971 | 27.6036 | [5 empty] | GEM: G100001059950
10955 | Brasov Solar | Solar | PV | PP | Romania | 3.5 |  | 2017 |  |  | 45.7603 | 25.7047 | [5 empty] | GEM: G100001007760
10956 | Brasov Solar | Solar | PV | PP | Romania | 4.1 |  | 2017 |  |  | 45.7785 | 25.4771 | [5 empty] | GEM: G100001007877
10957 | Brasov Solar | Solar | PV | PP | Romania | 3.7 |  | 2023 |  |  | 46.019 | 25.2765 | [5 empty] | GEM: G100001059887
10958 | Brasov Solar | Solar | PV | PP | Romania | 17.2 |  | 2017 |  |  | 45.6924 | 25.7034 | [5 empty] | GEM: G100001007720, G100001007754, G100001059935
10959 | Brasov Solar | Solar | PV | PP | Romania | 19.2 |  | 2017 |  |  | 45.9767 | 25.3126 | [5 empty] | GEM: G100001007761
10960 | Brasov Solar | Solar | PV | PP | Romania | 15.2 |  | 2025 |  |  | 45.7377 | 25.5953 | [5 empty] | GEM: G100001059875
10961 | Brasov Solar | Solar | PV | PP | Romania | 14.5 |  | 2017 |  |  | 45.7777 | 25.5786 | [5 empty] | GEM: G100001007765, G100001007864
10962 | Brasov Solar | Solar | PV | PP | Romania | 3.1 |  | 2017 |  |  | 45.6045 | 25.4369 | [5 empty] | GEM: G100001007830
10963 | Brasov Solar Xiii | Solar | PV | PP | Romania | 1 |  | 2024 |  |  | 45.6499 | 25.7698 | [5 empty] | GEM: G100001059973
10972 | Brazi | Oil | CCGT | CHP | Romania | 110 |  | 1973 |  |  | 44.8817 | 26.0041 | [5 empty] | GEM: G100000412768, G100000412774
11078 | Bucharest Grozavesti | Natural Gas | Steam Turbine | CHP | Romania | 100 |  | 1964 |  |  | 44.4403 | 26.0626 | [5 empty] | GEM: G100000400599, G100000400600
11079 | Bucharest Ilfov Solar | Solar | PV | PP | Romania | 2.7 |  | 2023 |  |  | 44.3353 | 26.1529 | [5 empty] | GEM: G100001007905
11080 | Bucharest Progresu | Natural Gas | CCGT | CHP | Romania | 200 |  | 1987 |  |  | 44.3717 | 26.1063 | [5 empty] | GEM: G100000400601, G100000400602, G100000400603, G100000400604
11081 | Bucharest Solar | Solar | PV | PP | Romania | 1.6 |  | 2017 |  |  | 44.4113 | 26.2158 | [5 empty] | GEM: G100001059993
11082 | Bucharest Solar | Solar | PV | PP | Romania | 3.2 |  | 2023 |  |  | 44.484 | 26.1241 | [5 empty] | GEM: G100001059938
11083 | Bucharest Solar | Solar | PV | PP | Romania | 3.6 |  | 2020 |  |  | 44.3776 | 26.1362 | [5 empty] | GEM: G100001059921, G100001059955, G100001060056
11084 | Bucharest Solar | Solar | PV | PP | Romania | 2.5 |  | 2023 |  |  | 44.3763 | 26.083 | [5 empty] | GEM: G100001060060
11085 | Bucharest Titan | Natural Gas | CCGT | CHP | Romania | 50 |  | 2026 |  |  | 44.4364 | 26.1808 | [5 empty] | GEM: G100000410371
11086 | Bucharest Vest | Natural Gas | Steam Turbine | CHP | Romania | 436.3 |  | 1976 |  |  | 44.4058 | 26.1556 | [5 empty] | GEM: G100000400612, G100000400613, G100000400614
11184 | Buzau Solar | Solar | PV | PP | Romania | 1.9 |  | 2017 |  |  | 45.1171 | 26.8853 | [5 empty] | GEM: G100001007837
11185 | Buzau Solar | Solar | PV | PP | Romania | 2.3 |  | 2018 |  |  | 45.0271 | 26.5791 | [5 empty] | GEM: G100001059897
11186 | Buzau Solar | Solar | PV | PP | Romania | 3.5 |  | 2024 |  |  | 45.1159 | 26.7473 | [5 empty] | GEM: G100001060010
11187 | Buzau Solar | Solar | PV | PP | Romania | 17.4 |  | 2017 |  |  | 45.0813 | 26.7431 | [5 empty] | GEM: G100001007788, G100001007883, G100001007909, G100001060022
11237 | Calafat Dolj Solar | Solar | PV | PP | Romania | 18.1 |  | 2022 |  |  | 43.9698 | 22.9431 | [5 empty] | GEM: G100001059882, G100001060042
11240 | Calarasi Solar | Solar | PV | PP | Romania | 45.7 |  | 2017 |  |  | 44.3304 | 26.871 | [5 empty] | GEM: G100001007746, G100001007914, G100001007930
11241 | Calarasi Solar | Solar | PV | PP | Romania | 9.7 |  | 2025 |  |  | 44.4466 | 27.6521 | [5 empty] | GEM: G100001060009
11242 | Calarasi Solar | Solar | PV | PP | Romania | 11.2 |  | 2023 |  |  | 44.4643 | 27.3788 | [5 empty] | GEM: G100001060000
11243 | Calarasi Solar | Solar | PV | PP | Romania | 6.3 |  | 2017 |  |  | 44.3202 | 26.4587 | [5 empty] | GEM: G100001007743
11244 | Calarasi Solar | Solar | PV | PP | Romania | 5.6 |  | 2017 |  |  | 44.4333 | 26.6309 | [5 empty] | GEM: G100001007733, G100001007908
11245 | Calarasi Solar | Solar | PV | PP | Romania | 9.1 |  | 2017 |  |  | 44.397 | 26.5449 | [5 empty] | GEM: G100001007874
11272 | Calugareni Solar Farm | Solar | PV | PP | Romania | 63 |  | 2023 |  |  | 44.0951 | 25.9761 | [5 empty] | GEM: G100000807214
11365 | Caracal Olt Solar | Solar | PV | PP | Romania | 15.4 |  | 2024 |  |  | 44.1391 | 24.3218 | [5 empty] | GEM: G100001060019
11369 | Caras Severin Solar | Solar | PV | PP | Romania | 2.1 |  | 2024 |  |  | 45.3794 | 22.2397 | [5 empty] | GEM: G100001059964
11370 | Caras Severin Solar | Solar | PV | PP | Romania | 1.1 |  | 2023 |  |  | 45.5276 | 22.4396 | [5 empty] | GEM: G100001060069
11371 | Caras Severin Solar | Solar | PV | PP | Romania | 1.2 |  | 2017 |  |  | 44.8871 | 22.4174 | [5 empty] | GEM: G100001060051
11381 | Carei Satu Mare Solar | Solar | PV | PP | Romania | 2.7 |  | 2017 |  |  | 47.6987 | 22.5048 | [5 empty] | GEM: G100001059917, G100001060004
11443 | Casimcea Verbund Wind Farm | Wind | Onshore | PP | Romania | 200 |  | 2012 |  |  | 45.9852 | 24.6859 | [5 empty] | GEM: G100000919388, G100000919389
11444 | Casimcea Wind Farm | Wind | Onshore | PP | Romania | 10 |  |  |  |  | 44.7203 | 28.3828 | [5 empty] | GEM: G100000910442
11445 | Casimcea Wind Farm | Wind | Onshore | PP | Romania | 80 |  | 2011 |  |  | 45.9852 | 24.6859 | [5 empty] | GEM: G100000910441, G100000919083
11985 | Cee Nicolae Balcescu Wind Farm | Wind | Onshore | PP | Romania | 10 |  |  |  |  | 45.9852 | 24.6859 | [5 empty] | GEM: G100000910445
12169 | Cerna Wind Farm | Wind | Onshore | PP | Romania | 18 |  |  |  |  | 45.0757 | 28.3294 | [5 empty] | GEM: G100000913861
12170 | Cernavoda 1 | Nuclear | Steam Turbine | PP | Romania | 706 |  | 1996 |  |  | 44.3205 | 28.0598 | [5 empty] | GEM: G100000500375
12171 | Cernavoda 2 | Nuclear | Steam Turbine | PP | Romania | 705 |  | 2007 |  |  | 44.3218 | 28.0586 | [5 empty] | GEM: G100000500377
12172 | Cernavoda Pestera Wind Farm | Wind | Onshore | PP | Romania | 228 |  | 2011 |  |  | 44.3379 | 28.0336 | [5 empty] | GEM: G100000919043, G100000919044, G100000919317
12367 | Chirnogeni Wind Farm | Wind | Onshore | PP | Romania | 80 |  | 2013 |  |  | 43.8904 | 28.1681 | [5 empty] | GEM: G100000919199
12368 | Chisineu Cris Solar Farm | Solar | PV | PP | Romania | 54 |  | 2025 |  |  | 46.5313 | 21.5255 | [5 empty] | GEM: G100001057175
12517 | Cluj Solar | Solar | PV | PP | Romania | 3.3 |  | 2017 |  |  | 46.639 | 23.6907 | [5 empty] | GEM: G100001059929, G100001059996
12518 | Cluj Solar | Solar | PV | PP | Romania | 8.2 |  | 2017 |  |  | 46.6471 | 23.9461 | [5 empty] | GEM: G100001007885
12519 | Cluj Solar | Solar | PV | PP | Romania | 7.5 |  | 2017 |  |  | 46.8325 | 22.9638 | [5 empty] | GEM: G100001007715
12520 | Cluj Solar | Solar | PV | PP | Romania | 1.2 |  | 2017 |  |  | 46.9976 | 23.8257 | [5 empty] | GEM: G100001060008
12521 | Cluj Solar | Solar | PV | PP | Romania | 8.2 |  | 2017 |  |  | 46.8796 | 24.0641 | [5 empty] | GEM: G100001007797, G100001059931
12522 | Cluj Solar | Solar | PV | PP | Romania | 6.6 |  | 2017 |  |  | 46.5333 | 23.7797 | [5 empty] | GEM: G100001059951, G100001060034
12524 | Clusterpower Craiova | Natural Gas | CCGT | CHP | Romania | 200 |  | 2025 |  |  | 44.3786 | 23.8512 | [5 empty] | GEM: G100001031025
12530 | Cobadin Wind Farm | Wind | Onshore | PP | Romania | 26 |  | 2012 |  |  | 44.1118 | 28.222 | [5 empty] | GEM: G100000915920
12535 | Codlea Brasov Solar | Solar | PV | PP | Romania | 3.6 |  | 2017 |  |  | 45.6811 | 25.4436 | [5 empty] | GEM: G100001007782
12536 | Codlea Brasov Solar | Solar | PV | PP | Romania | 3.1 |  | 2023 |  |  | 45.7264 | 25.4568 | [5 empty] | GEM: G100001059952
12642 | Constanta Solar | Solar | PV | PP | Romania | 1 |  | 2024 |  |  | 44.6776 | 27.9783 | [5 empty] | GEM: G100001059923
12643 | Constanta Solar | Solar | PV | PP | Romania | 6.3 |  | 2017 |  |  | 44.4864 | 28.2633 | [5 empty] | GEM: G100001007850, G100001059881
12644 | Constanta Solar | Solar | PV | PP | Romania | 3.7 |  | 2017 |  |  | 44.2348 | 28.5551 | [5 empty] | GEM: G100001007748
12645 | Constanta Solar | Solar | PV | PP | Romania | 6.9 |  | 2022 |  |  | 44.3558 | 28.6475 | [5 empty] | GEM: G100001007717, G100001060059
12662 | Corbii Mari Solar Farm | Solar | PV | PP | Romania | 265 |  |  |  |  | 44.5437 | 25.5041 | [5 empty] | GEM: G100001054254
12706 | Costestii Din Vale Solar | Solar | PV | PP | Romania | 9.5 |  | 2017 |  |  | 44.6229 | 25.4873 | [5 empty] | GEM: G100001007681
12745 | Covasna Solar | Solar | PV | PP | Romania | 3.4 |  | 2017 |  |  | 45.8444 | 25.8894 | [5 empty] | GEM: G100001007751
12805 | Cristuru Secuiesc Solar | Solar | PV | PP | Romania | 11 |  | 2017 |  |  | 46.2707 | 25.0026 | [5 empty] | GEM: G100001007689
12923 | Cudalbi Wind Farm | Wind | Onshore | PP | Romania | 10 |  |  |  |  | 45.7696 | 27.6895 | [5 empty] | GEM: G100000910472
12936 | Curcubata Wind Farm | Wind | Onshore | PP | Romania | 12 |  | 2016 |  |  | 46.4297 | 22.6796 | [5 empty] | GEM: G100000911314
12951 | Cwp Independenta Wind Farm Wind Farm | Wind | Onshore | PP | Romania | 226 |  | 2013 |  |  | 46.9111 | 27.2408 | [5 empty] | GEM: G100000919777
13031 | Dambovita Solar | Solar | PV | PP | Romania | 6.8 |  | 2017 |  |  | 44.5386 | 25.7959 | [5 empty] | GEM: G100001007744
13032 | Dambovita Solar | Solar | PV | PP | Romania | 7.7 |  | 2022 |  |  | 44.9865 | 25.3952 | [5 empty] | GEM: G100001007709
13033 | Dambovita Solar | Solar | PV | PP | Romania | 10.3 |  | 2017 |  |  | 44.6757 | 25.8723 | [5 empty] | GEM: G100001007778, G100001059912, G100001060016
13034 | Dambovita Solar | Solar | PV | PP | Romania | 7.7 |  | 2017 |  |  | 44.6627 | 25.7293 | [5 empty] | GEM: G100001007705
13035 | Dambovita Solar | Solar | PV | PP | Romania | 4.2 |  | 2017 |  |  | 44.7329 | 25.2283 | [5 empty] | GEM: G100001007810
13036 | Dambovita Solar | Solar | PV | PP | Romania | 6.6 |  | 2017 |  |  | 44.6252 | 25.5979 | [5 empty] | GEM: G100001007766
13037 | Dambovita Solar | Solar | PV | PP | Romania | 27.9 |  | 2017 |  |  | 44.5722 | 25.8677 | [5 empty] | GEM: G100001007781, G100001007786, G100001007821, G100001007934
13038 | Dambovita Solar | Solar | PV | PP | Romania | 5.9 |  | 2017 |  |  | 44.5951 | 25.2751 | [5 empty] | GEM: G100001007769, G100001007904
13039 | Dambovita Solar | Solar | PV | PP | Romania | 2.8 |  | 2017 |  |  | 44.5993 | 25.9082 | [5 empty] | GEM: G100001007770
13040 | Dambovita Solar Xii | Solar | PV | PP | Romania | 4.1 |  | 2017 |  |  | 44.7904 | 25.5557 | [5 empty] | GEM: G100001007825
13041 | Dambovita Solar Xiv | Solar | PV | PP | Romania | 4.7 |  | 2017 |  |  | 44.6977 | 25.5117 | [5 empty] | GEM: G100001007888
13042 | Dambovita Solar Xix | Solar | PV | PP | Romania | 4.8 |  | 2017 |  |  | 44.5382 | 25.3049 | [5 empty] | GEM: G100001059883, G100001059947
13043 | Dambovita Solar Xvi | Solar | PV | PP | Romania | 4.8 |  | 2017 |  |  | 44.6109 | 25.8575 | [5 empty] | GEM: G100001007923
13044 | Dambovita Solar Xviii | Solar | PV | PP | Romania | 6.3 |  | 2023 |  |  | 44.902 | 25.4215 | [5 empty] | GEM: G100001059879
13045 | Dambovita Solar Xx | Solar | PV | PP | Romania | 1.1 |  | 2023 |  |  | 44.8777 | 25.5312 | [5 empty] | GEM: G100001059911
13046 | Dambovita Solar Xxiii | Solar | PV | PP | Romania | 4.3 |  | 2017 |  |  | 44.6161 | 25.3832 | [5 empty] | GEM: G100001059962, G100001059981
13047 | Dambovita Solar Xxv | Solar | PV | PP | Romania | 1.7 |  | 2023 |  |  | 44.7078 | 25.3469 | [5 empty] | GEM: G100001059982
13066 | Darvari Solar | Solar | PV | PP | Romania | 7.5 |  | 2017 |  |  | 44.9264 | 26.1439 | [5 empty] | GEM: G100001007695
13118 | Dej Cluj Solar | Solar | PV | PP | Romania | 24.8 |  | 2017 |  |  | 47.1379 | 23.8109 | [5 empty] | GEM: G100001007714, G100001007731, G100001007749
13123 | Deleni Ppc Wind Farm | Wind | Onshore | PP | Romania | 140 |  |  |  |  | 46.5189 | 27.7624 | [5 empty] | GEM: G100001054141
13448 | Dolj Solar | Solar | PV | PP | Romania | 15.7 |  | 2017 |  |  | 43.8848 | 24.0786 | [5 empty] | GEM: G100001007764
13449 | Dolj Solar | Solar | PV | PP | Romania | 5.2 |  | 2022 |  |  | 43.8526 | 23.9845 | [5 empty] | GEM: G100001007928
13450 | Dolj Solar | Solar | PV | PP | Romania | 15.8 |  | 2017 |  |  | 44.0269 | 23.5229 | [5 empty] | GEM: G100001007706, G100001007789
13451 | Dolj Solar | Solar | PV | PP | Romania | 2.7 |  | 2017 |  |  | 44.2095 | 23.8745 | [5 empty] | GEM: G100001007745
13452 | Dolj Solar | Solar | PV | PP | Romania | 12.1 |  | 2017 |  |  | 44.1118 | 23.041 | [5 empty] | GEM: G100001007767, G100001007918
13453 | Dolj Solar | Solar | PV | PP | Romania | 9.3 |  | 2017 |  |  | 44.5225 | 23.795 | [5 empty] | GEM: G100001007773
13454 | Dolj Solar | Solar | PV | PP | Romania | 14.6 |  | 2017 |  |  | 44.1746 | 24.0693 | [5 empty] | GEM: G100001007853
13455 | Dolj Solar | Solar | PV | PP | Romania | 6.4 |  | 2017 |  |  | 44.5891 | 23.6926 | [5 empty] | GEM: G100001007799
13456 | Dolj Solar Xii | Solar | PV | PP | Romania | 1 |  | 2022 |  |  | 44.1014 | 24.1899 | [5 empty] | GEM: G100001059892
13457 | Dolj Solar Xiii | Solar | PV | PP | Romania | 1 |  | 2018 |  |  | 44.3892 | 23.4074 | [5 empty] | GEM: G100001059907
13458 | Dolj Solar Xiv | Solar | PV | PP | Romania | 1.1 |  | 2017 |  |  | 44.3787 | 23.8514 | [5 empty] | GEM: G100001059934
13459 | Dolj Solar Xix | Solar | PV | PP | Romania | 2 |  | 2017 |  |  | 44.4403 | 23.6922 | [5 empty] | GEM: G100001060040
13460 | Dolj Solar Xv | Solar | PV | PP | Romania | 4.4 |  | 2022 |  |  | 43.948 | 23.9565 | [5 empty] | GEM: G100001059942
13461 | Dolj Solar Xvi | Solar | PV | PP | Romania | 19.5 |  | 2017 |  |  | 44.5731 | 23.4815 | [5 empty] | GEM: G100001059959, G100001059979
13462 | Dolj Solar Xviii | Solar | PV | PP | Romania | 6.6 |  | 2022 |  |  | 44.3734 | 23.5737 | [5 empty] | GEM: G100001060012
13471 | Domnesti Arges Solar | Solar | PV | PP | Romania | 5.1 |  | 2024 |  |  | 45.2122 | 24.8483 | [5 empty] | GEM: G100001059975
13497 | Dorobantu Wind Farm | Wind | Onshore | PP | Romania | 45 |  | 2014 |  |  | 44.4072 | 28.2823 | [5 empty] | GEM: G100000917985
13569 | Drobeta Turnu Severin Mehedinti Solar | Solar | PV | PP | Romania | 1 |  | 2020 |  |  | 44.6224 | 22.6178 | [5 empty] | GEM: G100001059906
13606 | Dumbrava Solar | Solar | PV | PP | Romania | 7.6 |  | 2017 |  |  | 44.8887 | 26.1747 | [5 empty] | GEM: G100001007696
14165 | Falciu Wind Farm | Wind | Onshore | PP | Romania | 1626 |  | 2010 |  |  | 45.9852 | 24.6859 | [5 empty] | GEM: G100000918586, G100000919067, G100000919139, G100000919330, G100000919453, G100000919463, G100000919562, G100000919766, G100000919861, G100000919999
14174 | Fantanele Wind Farm | Wind | Onshore | PP | Romania | 599 |  | 2012 |  |  | 44.6091 | 28.567 | [5 empty] | GEM: G100000919261, G100000919820, G100000919832
14502 | Galati Solar | Solar | PV | PP | Romania | 1 |  | 2025 |  |  | 45.678 | 27.955 | [5 empty] | GEM: G100001059920
14589 | Gebelesis Enel Wind Farm | Wind | Onshore | PP | Romania | 27 |  | 2012 |  |  | 45.9852 | 24.6859 | [5 empty] | GEM: G100000916074
14590 | Gebelesis Erg Wind Farm | Wind | Onshore | PP | Romania | 70 |  | 2013 |  |  | 45.4339 | 27.9979 | [5 empty] | GEM: G100000919070
14652 | Gemenele Wind Farm | Wind | Onshore | PP | Romania | 48 |  | 2024 |  |  | 45.2676 | 27.6709 | [5 empty] | GEM: G100000918177
14694 | Ghimpati Solar Farm | Solar | PV | PP | Romania | 146 |  |  |  |  | 44.2149 | 25.7888 | [5 empty] | GEM: G100001054155
14732 | Giurgiu | Lignite | Steam Turbine |  | Romania | 150 |  | 1984 |  | 2013 | 43.8798 | 25.9268 | [5 empty] | GEM: G100000103037, G100000103038, G100000103039
14733 | Giurgiu Core Value Capital Solar Farm | Solar | PV | PP | Romania | 243 |  | 2014 |  |  | 44.7084 | 25.8888 | [5 empty] | GEM: G100000806622, G100000807102, G100000807744
14734 | Giurgiu Solar | Solar | PV | PP | Romania | 4.1 |  | 2017 |  |  | 43.9299 | 25.981 | [5 empty] | GEM: G100001007727, G100001060046
14735 | Giurgiu Solar | Solar | PV | PP | Romania | 4.6 |  | 2017 |  |  | 44.4727 | 25.8118 | [5 empty] | GEM: G100001007838, G100001060063
14736 | Giurgiu Solar | Solar | PV | PP | Romania | 5.5 |  | 2017 |  |  | 44.3461 | 25.6249 | [5 empty] | GEM: G100001007845, G100001060057
14737 | Giurgiu Solar | Solar | PV | PP | Romania | 7 |  | 2017 |  |  | 44.1383 | 25.9924 | [5 empty] | GEM: G100001007756, G100001059977
14738 | Giurgiu Solar | Solar | PV | PP | Romania | 9.7 |  | 2017 |  |  | 43.8356 | 25.8358 | [5 empty] | GEM: G100001007735, G100001007750
14739 | Giurgiu Solar | Solar | PV | PP | Romania | 9 |  | 2017 |  |  | 44.0581 | 25.8059 | [5 empty] | GEM: G100001007809
14740 | Giurgiu Solar | Solar | PV | PP | Romania | 6 |  | 2018 |  |  | 44.2373 | 25.841 | [5 empty] | GEM: G100001007739, G100001060058
14741 | Giurgiu Solar | Solar | PV | PP | Romania | 11.6 |  | 2017 |  |  | 43.9591 | 25.8317 | [5 empty] | GEM: G100001007725
14742 | Giurgiu Solar Xii | Solar | PV | PP | Romania | 2.1 |  | 2017 |  |  | 44.2217 | 25.9304 | [5 empty] | GEM: G100001059927
14743 | Giurgiu Solar Xiv | Solar | PV | PP | Romania | 19.2 |  | 2023 |  |  | 44.3614 | 25.4804 | [5 empty] | GEM: G100001060007
14744 | Giurgiu Solar Xviii | Solar | PV | PP | Romania | 1.1 |  | 2023 |  |  | 44.4558 | 25.7327 | [5 empty] | GEM: G100001060062
14780 | Glodeni Solar Farm | Solar | PV | PP | Romania | 113 |  | 2024 |  |  | 46.6562 | 24.5865 | [5 empty] | GEM: G100001054158, G100001054159
14844 | Gorj Solar | Solar | PV | PP | Romania | 9 |  | 2023 |  |  | 44.9796 | 23.1066 | [5 empty] | GEM: G100001059926, G100001059994
14845 | Gorj Solar | Solar | PV | PP | Romania | 2.2 |  | 2024 |  |  | 44.8199 | 23.3065 | [5 empty] | GEM: G100001060005
14846 | Gorj Solar | Solar | PV | PP | Romania | 6.2 |  | 2017 |  |  | 44.6474 | 23.5117 | [5 empty] | GEM: G100001007741
14847 | Gorj Solar | Solar | PV | PP | Romania | 5.5 |  | 2023 |  |  | 44.9917 | 23.3089 | [5 empty] | GEM: G100001007897
14848 | Gorj Solar | Solar | PV | PP | Romania | 6.7 |  | 2017 |  |  | 45.0799 | 23.1539 | [5 empty] | GEM: G100001007777
14849 | Gorj Solar | Solar | PV | PP | Romania | 3.7 |  | 2023 |  |  | 45.1187 | 23.1916 | [5 empty] | GEM: G100001059945
14850 | Gorj Solar | Solar | PV | PP | Romania | 13.7 |  | 2017 |  |  | 45.0034 | 23.5418 | [5 empty] | GEM: G100001007802
14896 | Govora | Natural Gas | Steam Turbine | CHP | Romania | 100 |  | 1975 |  |  | 45.039 | 24.2876 | [5 empty] | GEM: G100000400618, G100000400619
14969 | Grebanu Wind Farm | Wind | Onshore | PP | Romania | 10 |  | 2011 |  |  | 45.4111 | 26.9323 | [5 empty] | GEM: G100000910551
14975 | Green Breeze Wind Farm | Wind | Onshore | PP | Romania | 99.2 |  |  |  |  | 45.4688 | 27.997 | [5 empty] | GEM: G100001054140
15231 | Harghita Solar | Solar | PV | PP | Romania | 5.3 |  | 2023 |  |  | 46.3472 | 25.4478 | [5 empty] | GEM: G100001007927
15232 | Harghita Solar | Solar | PV | PP | Romania | 1.3 |  | 2017 |  |  | 46.806 | 25.4194 | [5 empty] | GEM: G100001059884
15507 | Horia Solar Farm | Solar | PV | PP | Romania | 40 |  | 2024 |  |  | 46.2025 | 21.4376 | [5 empty] | GEM: G100000827356
15573 | Hunedoara Solar | Solar | PV | PP | Romania | 4.2 |  | 2017 |  |  | 45.6005 | 22.8651 | [5 empty] | GEM: G100001059904, G100001060071
15574 | Hunedoara Solar | Solar | PV | PP | Romania | 12.1 |  | 2018 |  |  | 45.721 | 22.8266 | [5 empty] | GEM: G100001060032
15594 | Ialomita Solar | Solar | PV | PP | Romania | 1.1 |  | 2017 |  |  | 44.6958 | 27.8328 | [5 empty] | GEM: G100001060043
15595 | Ialomita Solar | Solar | PV | PP | Romania | 4.1 |  | 2023 |  |  | 44.5221 | 27.8861 | [5 empty] | GEM: G100001060052
15596 | Ialomita Solar | Solar | PV | PP | Romania | 1.2 |  | 2025 |  |  | 44.7368 | 26.5711 | [5 empty] | GEM: G100001059937
15597 | Ialomita Solar | Solar | PV | PP | Romania | 2.1 |  | 2017 |  |  | 44.7292 | 26.4933 | [5 empty] | GEM: G100001007841
15598 | Iancu Jianu Solar Farm | Solar | PV | PP | Romania | 58 |  |  |  |  | 44.4859 | 24.0649 | [5 empty] | GEM: G100000827357
15600 | Iasi | Natural Gas | Steam Turbine | CHP | Romania | 25 |  | 1966 |  |  | 47.1498 | 27.6073 | [5 empty] | GEM: G100000400620
15601 | Iasi Solar | Solar | PV | PP | Romania | 1.9 |  | 2017 |  |  | 47.2336 | 27.0061 | [5 empty] | GEM: G100001060021
15602 | Iasi Solar | Solar | PV | PP | Romania | 1.8 |  | 2023 |  |  | 47.1732 | 27.4933 | [5 empty] | GEM: G100001059988
15603 | Iasi Solar | Solar | PV | PP | Romania | 2.2 |  | 2023 |  |  | 47.1864 | 27.4197 | [5 empty] | GEM: G100001059909
15604 | Iasi Solar | Solar | PV | PP | Romania | 2.4 |  | 2025 |  |  | 47.0914 | 27.5269 | [5 empty] | GEM: G100001059918
15605 | Iasi Solar | Solar | PV | PP | Romania | 5.9 |  | 2023 |  |  | 47.2202 | 27.1942 | [5 empty] | GEM: G100001060068
15608 | Iaz Solar Farm | Solar | PV | PP | Romania | 48 |  | 2014 |  |  | 45.7558 | 21.5522 | [5 empty] | GEM: G100000807731
15609 | Iberdrola Sacele Wind Farm | Wind | Onshore | PP | Romania | 226 |  | 2013 |  |  | 44.5245 | 28.3922 | [5 empty] | GEM: G100000916147, G100000916148, G100000916149, G100000916150, G100000916151, G100000916152, G100000918972
15648 | Ilfov Solar | Solar | PV | PP | Romania | 3.2 |  | 2017 |  |  | 44.4538 | 26.2315 | [5 empty] | GEM: G100001059889, G100001059925
15649 | Ilfov Solar | Solar | PV | PP | Romania | 3.3 |  | 2017 |  |  | 44.5264 | 26.2576 | [5 empty] | GEM: G100001007817
15650 | Ilfov Solar | Solar | PV | PP | Romania | 3 |  | 2024 |  |  | 44.2735 | 26.0676 | [5 empty] | GEM: G100001059894
15651 | Ilfov Solar | Solar | PV | PP | Romania | 3.1 |  | 2017 |  |  | 44.4475 | 25.9477 | [5 empty] | GEM: G100001007834
15652 | Ilfov Solar | Solar | PV | PP | Romania | 9.4 |  | 2024 |  |  | 44.5258 | 26.3844 | [5 empty] | GEM: G100001060044
15653 | Ilfov Solar | Solar | PV | PP | Romania | 1.8 |  | 2017 |  |  | 44.286 | 26.1541 | [5 empty] | GEM: G100001007860
15654 | Ilfov Solar | Solar | PV | PP | Romania | 1.5 |  | 2023 |  |  | 44.6076 | 26.085 | [5 empty] | GEM: G100001060084
15655 | Ilfov Solar | Solar | PV | PP | Romania | 11.5 |  | 2023 |  |  | 44.6534 | 25.9664 | [5 empty] | GEM: G100001059956
15656 | Ilfov Solar | Solar | PV | PP | Romania | 2 |  | 2023 |  |  | 44.5241 | 26.1852 | [5 empty] | GEM: G100001059998
15657 | Ilfov Solar | Solar | PV | PP | Romania | 1.2 |  | 2025 |  |  | 44.6232 | 26.1451 | [5 empty] | GEM: G100001060037
15706 | Insuratei Wind Farm | Wind | Onshore | PP | Romania | 10 |  |  |  |  | 44.9166 | 27.608 | [5 empty] | GEM: G100000910594
15761 | Izvoarele Solar Farm | Solar | PV | PP | Romania | 43 |  | 2013 |  |  | 43.9866 | 25.7689 | [5 empty] | GEM: G100000807555
17528 | Lazuri Solar Farm | Solar | PV | PP | Romania | 55 |  | 2026 |  |  | 47.7881 | 22.8416 | [5 empty] | GEM: G100001057176
18384 | Maramures Solar | Solar | PV | PP | Romania | 1.5 |  | 2017 |  |  | 47.4501 | 23.4308 | [5 empty] | GEM: G100001060077
18385 | Maramures Solar | Solar | PV | PP | Romania | 6.3 |  | 2017 |  |  | 47.5903 | 23.51 | [5 empty] | GEM: G100001007835
18386 | Maramures Solar | Solar | PV | PP | Romania | 5.6 |  | 2017 |  |  | 47.486 | 23.2085 | [5 empty] | GEM: G100001007833
18413 | Marghita Bihor Solar | Solar | PV | PP | Romania | 7 |  | 2017 |  |  | 47.3279 | 22.3359 | [5 empty] | GEM: G100001059958
18518 | Mavrodin Solar | Solar | PV | PP | Romania | 9.1 |  | 2017 |  |  | 44.0556 | 25.1831 | [5 empty] | GEM: G100001007700
18551 | Medgidia Constanta Solar | Solar | PV | PP | Romania | 1.7 |  | 2022 |  |  | 44.2655 | 28.2712 | [5 empty] | GEM: G100001059914
18590 | Mehedinti Solar | Solar | PV | PP | Romania | 11.6 |  | 2023 |  |  | 44.6742 | 22.677 | [5 empty] | GEM: G100001059966
18591 | Mehedinti Solar | Solar | PV | PP | Romania | 4.9 |  | 2024 |  |  | 44.1774 | 22.8793 | [5 empty] | GEM: G100001059899
18592 | Mehedinti Solar | Solar | PV | PP | Romania | 14.4 |  | 2017 |  |  | 44.4103 | 22.5826 | [5 empty] | GEM: G100001007917
18593 | Mehedinti Solar | Solar | PV | PP | Romania | 15.7 |  | 2017 |  |  | 44.4062 | 22.8405 | [5 empty] | GEM: G100001007884
18594 | Mehedinti Solar | Solar | PV | PP | Romania | 2.8 |  | 2022 |  |  | 44.2415 | 22.9211 | [5 empty] | GEM: G100001007896
18595 | Mehedinti Solar | Solar | PV | PP | Romania | 2.9 |  | 2024 |  |  | 44.318 | 22.5647 | [5 empty] | GEM: G100001060064
18608 | Melinesti Goesti Solar Farm | Solar | PV | PP | Romania | 32 |  | 2026 |  |  | 44.543 | 23.726 | [5 empty] | GEM: G100000827359
18700 | Miercurea Ciuc Harghita Solar | Solar | PV | PP | Romania | 2.9 |  | 2024 |  |  | 46.3464 | 25.7799 | [5 empty] | GEM: G100001059989
18724 | Mihai Viteazu Wind Farm | Wind | Onshore | PP | Romania | 94 |  | 2012 |  |  | 44.6305 | 28.6191 | [5 empty] | GEM: G100000912542, G100000919206
18778 | Mintia Deva | Natural Gas | CCGT | CHP | Romania | 1700 |  | 2026 |  |  | 45.9128 | 22.8261 | [5 empty] | GEM: G100000401073
18786 | Mireasa Wind Farm | Wind | Onshore | PP | Romania | 60 |  | 2015 |  |  | 44.4955 | 28.3373 | [5 empty] | GEM: G100000910717, G100000918560
18821 | Modelu Solar | Solar | PV | PP | Romania | 5.2 |  | 2017 |  |  | 44.1581 | 27.4258 | [5 empty] | GEM: G100001007677
18851 | Moldova Noua Wind Farm | Wind | Onshore | PP | Romania | 48 |  | 2012 |  |  | 44.6785 | 21.7114 | [5 empty] | GEM: G100000918267
18937 | Monsson Orsova Wind Farm | Wind | Onshore | PP | Romania | 35 |  | 2012 |  |  | 44.4491 | 23.8688 | [5 empty] | GEM: G100000917151
18938 | Monsson Serbotesti Wind Farm | Wind | Onshore | PP | Romania | 150 |  | 2012 |  |  | 46.9111 | 27.2408 | [5 empty] | GEM: G100000919634
19190 | Mures Solar | Solar | PV | PP | Romania | 5 |  | 2017 |  |  | 46.4491 | 24.8752 | [5 empty] | GEM: G100001007772
19191 | Mures Solar | Solar | PV | PP | Romania | 2.6 |  | 2017 |  |  | 46.3887 | 24.6697 | [5 empty] | GEM: G100001007755
19192 | Mures Solar | Solar | PV | PP | Romania | 4.2 |  | 2017 |  |  | 46.4962 | 24.9273 | [5 empty] | GEM: G100001007880
19193 | Mures Solar | Solar | PV | PP | Romania | 2.7 |  | 2017 |  |  | 46.6082 | 24.71 | [5 empty] | GEM: G100001007863
19194 | Mures Solar | Solar | PV | PP | Romania | 10.2 |  | 2024 |  |  | 46.4391 | 24.2374 | [5 empty] | GEM: G100001059890, G100001060065
19195 | Mures Solar | Solar | PV | PP | Romania | 2.1 |  | 2017 |  |  | 46.592 | 24.8049 | [5 empty] | GEM: G100001007846
19196 | Mures Solar | Solar | PV | PP | Romania | 15.1 |  | 2017 |  |  | 46.4646 | 24.3864 | [5 empty] | GEM: G100001007736, G100001007827, G100001060070
19197 | Mures Solar | Solar | PV | PP | Romania | 5.4 |  | 2017 |  |  | 46.552 | 24.5346 | [5 empty] | GEM: G100001007812, G100001060074
19198 | Mures Solar | Solar | PV | PP | Romania | 4.1 |  | 2017 |  |  | 46.8316 | 24.7676 | [5 empty] | GEM: G100001007790
19199 | Mures Solar | Solar | PV | PP | Romania | 4.4 |  | 2017 |  |  | 46.7024 | 24.3742 | [5 empty] | GEM: G100001007795
19200 | Mures Solar Xii | Solar | PV | PP | Romania | 4.4 |  | 2024 |  |  | 46.4957 | 24.4659 | [5 empty] | GEM: G100001059968
19201 | Mures Solar Xiii | Solar | PV | PP | Romania | 2.3 |  | 2017 |  |  | 46.7013 | 24.1536 | [5 empty] | GEM: G100001059972
19202 | Mures Solar Xiv | Solar | PV | PP | Romania | 2.3 |  | 2023 |  |  | 46.1453 | 24.8044 | [5 empty] | GEM: G100001060002
19203 | Mures Solar Xv | Solar | PV | PP | Romania | 1.7 |  | 2023 |  |  | 46.6585 | 24.3145 | [5 empty] | GEM: G100001060014
19204 | Mures Solar Xvi | Solar | PV | PP | Romania | 4.1 |  | 2017 |  |  | 46.468 | 24.18 | [5 empty] | GEM: G100001060054
19251 | Nalbant Wind Farm | Wind | Onshore | PP | Romania | 14 |  | 2014 |  |  | 45.0446 | 28.6194 | [5 empty] | GEM: G100000912492
19281 | Neamt Solar | Solar | PV | PP | Romania | 1.6 |  | 2022 |  |  | 46.9622 | 26.8815 | [5 empty] | GEM: G100001059970
19824 | Olt Solar | Solar | PV | PP | Romania | 10.9 |  | 2017 |  |  | 44.2714 | 24.3427 | [5 empty] | GEM: G100001007807
19825 | Olt Solar | Solar | PV | PP | Romania | 17.4 |  | 2017 |  |  | 43.7668 | 24.2444 | [5 empty] | GEM: G100001007710
19826 | Olt Solar | Solar | PV | PP | Romania | 3.9 |  | 2017 |  |  | 44.4694 | 24.32 | [5 empty] | GEM: G100001007828
19827 | Olt Solar | Solar | PV | PP | Romania | 8.4 |  | 2017 |  |  | 44.5641 | 24.5611 | [5 empty] | GEM: G100001007820, G100001060015
19828 | Olt Solar | Solar | PV | PP | Romania | 11.5 |  | 2017 |  |  | 44.0635 | 24.273 | [5 empty] | GEM: G100001007722, G100001007729
19829 | Olt Solar | Solar | PV | PP | Romania | 3.4 |  | 2017 |  |  | 44.4461 | 24.6991 | [5 empty] | GEM: G100001007848
19830 | Olt Solar | Solar | PV | PP | Romania | 10.1 |  | 2017 |  |  | 44.3618 | 24.1555 | [5 empty] | GEM: G100001007818, G100001059908
19831 | Olt Solar | Solar | PV | PP | Romania | 12.2 |  | 2017 |  |  | 43.8204 | 24.4793 | [5 empty] | GEM: G100001007708
19832 | Olt Solar | Solar | PV | PP | Romania | 1.9 |  | 2023 |  |  | 44.4936 | 24.2619 | [5 empty] | GEM: G100001059880
19833 | Olt Solar Xiii | Solar | PV | PP | Romania | 3.8 |  | 2023 |  |  | 44.5494 | 24.4319 | [5 empty] | GEM: G100001059997
19834 | Olt Solar Xiv | Solar | PV | PP | Romania | 1.7 |  | 2017 |  |  | 44.4032 | 24.2318 | [5 empty] | GEM: G100001060013
19835 | Olt Solar Xvi | Solar | PV | PP | Romania | 5 |  | 2017 |  |  | 44.216 | 24.6102 | [5 empty] | GEM: G100001060047
19836 | Olt Solar Xvii | Solar | PV | PP | Romania | 3.7 |  | 2023 |  |  | 44.3517 | 24.3229 | [5 empty] | GEM: G100001060078
19837 | Olt Solar Xviii | Solar | PV | PP | Romania | 1.8 |  | 2017 |  |  | 44.5238 | 24.7129 | [5 empty] | GEM: G100001060085
19839 | Oltenita Calarasi Solar | Solar | PV | PP | Romania | 7.9 |  | 2023 |  |  | 44.1207 | 26.689 | [5 empty] | GEM: G100001059990
19850 | Onesti Bacau Solar | Solar | PV | PP | Romania | 13.8 |  | 2024 |  |  | 46.2658 | 26.7946 | [5 empty] | GEM: G100001060038
19881 | Oradea | Natural Gas | Steam Turbine | CHP | Romania | 45.5 |  | 2016 |  |  | 47.0847 | 21.8929 | [5 empty] | GEM: G100000400628
19882 | Oradea Solar Farm | Solar | PV | PP | Romania | 87 |  | 2026 |  |  | 47.0435 | 21.9197 | [5 empty] | GEM: G100000827362
20087 | Palas | Oil | Steam Turbine | CHP | Romania | 100 |  | 1970 |  |  | 44.1585 | 28.6077 | [5 empty] | GEM: G100000412770, G100000412771
20155 | Parau Solar Farm | Solar | PV | PP | Romania | 92 |  | 2024 |  |  | 45.8209 | 25.1721 | [5 empty] | GEM: G100000827363
20310 | Pecineaga Wind Farm | Wind | Onshore | PP | Romania | 48 |  | 2025 |  |  | 43.8959 | 28.4944 | [5 empty] | GEM: G100000925500
20464 | Petromidia Refinery | Natural Gas | CCGT | CHP | Romania | 80 |  | 2025 |  |  | 44.3431 | 28.651 | [5 empty] | GEM: G100000410364, G100000410365
20800 | Ploesti | Natural Gas | Steam Turbine | CHP | Romania | 61 |  | 2007 |  |  | 44.9474 | 26.0862 | [5 empty] | GEM: G100000412767
21081 | Prahova Solar | Solar | PV | PP | Romania | 12.2 |  | 2017 |  |  | 44.9702 | 26.4295 | [5 empty] | GEM: G100001007840, G100001007920
21082 | Prahova Solar | Solar | PV | PP | Romania | 25.5 |  | 2017 |  |  | 45.0986 | 26.0783 | [5 empty] | GEM: G100001007831, G100001007886, G100001059905
21083 | Prahova Solar | Solar | PV | PP | Romania | 2.6 |  | 2017 |  |  | 44.9044 | 26.0692 | [5 empty] | GEM: G100001007738
21084 | Prahova Solar | Solar | PV | PP | Romania | 39.9 |  | 2017 |  |  | 44.963 | 25.9069 | [5 empty] | GEM: G100001007712, G100001007713, G100001007757, G100001007906
21085 | Prahova Solar | Solar | PV | PP | Romania | 7.8 |  | 2017 |  |  | 45.0073 | 26.4304 | [5 empty] | GEM: G100001007852
21086 | Prahova Solar | Solar | PV | PP | Romania | 8.3 |  | 2017 |  |  | 44.9836 | 26.4804 | [5 empty] | GEM: G100001007732
21087 | Prahova Solar | Solar | PV | PP | Romania | 9.8 |  | 2017 |  |  | 44.985 | 26.245 | [5 empty] | GEM: G100001007730
21088 | Prahova Solar Xii | Solar | PV | PP | Romania | 14.7 |  | 2017 |  |  | 44.915 | 26.1481 | [5 empty] | GEM: G100001007873
21089 | Prahova Solar Xiii | Solar | PV | PP | Romania | 3.3 |  | 2017 |  |  | 45.0163 | 25.7534 | [5 empty] | GEM: G100001007875
21090 | Prahova Solar Xix | Solar | PV | PP | Romania | 2.3 |  | 2022 |  |  | 45.0408 | 25.8234 | [5 empty] | GEM: G100001059984
21091 | Prahova Solar Xx | Solar | PV | PP | Romania | 1.8 |  | 2025 |  |  | 45.0115 | 25.8798 | [5 empty] | GEM: G100001060061
21381 | Ramnicu Valcea Solar | Solar | PV | PP | Romania | 2 |  | 2024 |  |  | 45.056 | 24.296 | [5 empty] | GEM: G100001060027
21410 | Rascaeti Solar Farm | Solar | PV | PP | Romania | 80 |  |  |  |  | 44.5918 | 25.7391 | [5 empty] | GEM: G100001057178
21457 | Reghin Mures Solar | Solar | PV | PP | Romania | 16.4 |  | 2017 |  |  | 46.7663 | 24.709 | [5 empty] | GEM: G100001007815, G100001059946, G100001059978, G100001060028
21725 | Rosiorii De Vede Teleorman Solar | Solar | PV | PP | Romania | 15.4 |  | 2017 |  |  | 44.0223 | 24.9603 | [5 empty] | GEM: G100001007762, G100001007939
21726 | Rosiorii De Vede Teleorman Solar | Solar | PV | PP | Romania | 5.3 |  | 2017 |  |  | 44.0867 | 24.9798 | [5 empty] | GEM: G100001007849
21820 | Ruginoasa Wind Farm | Wind | Onshore | PP | Romania | 60 |  | 2024 |  |  | 47.2403 | 26.8363 | [5 empty] | GEM: G100000925502
22071 | Salaj Solar | Solar | PV | PP | Romania | 4.8 |  | 2017 |  |  | 47.1859 | 22.9735 | [5 empty] | GEM: G100001007742
22088 | Salonta Bihor Solar | Solar | PV | PP | Romania | 10.9 |  | 2017 |  |  | 46.8046 | 21.6418 | [5 empty] | GEM: G100001007851, G100001007866
22215 | Sarmasag Solar Farm | Solar | PV | PP | Romania | 51.4 |  | 2024 |  |  | 46.9672 | 22.0125 | [5 empty] | GEM: G100000807707
22231 | Satu Mare Solar | Solar | PV | PP | Romania | 5.6 |  | 2017 |  |  | 47.8027 | 22.9347 | [5 empty] | GEM: G100001060030
22232 | Satu Mare Solar | Solar | PV | PP | Romania | 1.5 |  | 2017 |  |  | 47.4904 | 22.4134 | [5 empty] | GEM: G100001059941
22233 | Satu Mare Solar | Solar | PV | PP | Romania | 1.5 |  | 2017 |  |  | 47.5717 | 22.2799 | [5 empty] | GEM: G100001059992
22234 | Satu Mare Solar | Solar | PV | PP | Romania | 2.3 |  | 2025 |  |  | 47.7152 | 22.6856 | [5 empty] | GEM: G100001059985
22235 | Satu Mare Solar | Solar | PV | PP | Romania | 1.6 |  | 2018 |  |  | 47.7235 | 22.9695 | [5 empty] | GEM: G100001059877
22236 | Satu Mare Solar | Solar | PV | PP | Romania | 2.1 |  | 2017 |  |  | 47.686 | 23.1889 | [5 empty] | GEM: G100001007858
22237 | Satu Mare Solar | Solar | PV | PP | Romania | 1.4 |  | 2017 |  |  | 47.7134 | 23.1325 | [5 empty] | GEM: G100001007826
22238 | Satu Mare Solar | Solar | PV | PP | Romania | 2.2 |  | 2017 |  |  | 47.4839 | 22.6603 | [5 empty] | GEM: G100001059948
22239 | Satu Mare Solar | Solar | PV | PP | Romania | 4.6 |  | 2017 |  |  | 47.8385 | 22.819 | [5 empty] | GEM: G100001059922, G100001059967
22240 | Satu Mare Solar Farm | Solar | PV | PP | Romania | 97 |  | 2025 |  |  | 47.7948 | 22.8658 | [5 empty] | GEM: G100000827364, G100000827365
22241 | Satu Mare Solar Xii | Solar | PV | PP | Romania | 5.3 |  | 2017 |  |  | 47.541 | 22.7421 | [5 empty] | GEM: G100001060036
22242 | Satu Mare Solar Xiii | Solar | PV | PP | Romania | 16.8 |  | 2024 |  |  | 47.8498 | 22.9511 | [5 empty] | GEM: G100001060076
22281 | Scurtu Mare Solar Farm | Solar | PV | PP | Romania | 55 |  | 2025 |  |  | 44.3433 | 25.2686 | [5 empty] | GEM: G100000827367
22286 | Sebes Alba Solar | Solar | PV | PP | Romania | 13.2 |  | 2022 |  |  | 45.9924 | 23.5479 | [5 empty] | GEM: G100001007898, G100001059971
22287 | Sebes Alba Solar | Solar | PV | PP | Romania | 10.6 |  | 2017 |  |  | 45.9597 | 23.5291 | [5 empty] | GEM: G100001007804, G100001059916, G100001060082
22424 | Sfantu Gheorghe Covasna Solar | Solar | PV | PP | Romania | 3.9 |  | 2017 |  |  | 45.8477 | 25.825 | [5 empty] | GEM: G100001059876
22425 | Sfantu Gheorghe Covasna Solar | Solar | PV | PP | Romania | 4.9 |  | 2017 |  |  | 45.856 | 25.7187 | [5 empty] | GEM: G100001007836
22464 | Sibiu Solar | Solar | PV | PP | Romania | 2.8 |  | 2017 |  |  | 45.6822 | 24.2632 | [5 empty] | GEM: G100001007780
22465 | Sibiu Solar | Solar | PV | PP | Romania | 12.5 |  | 2017 |  |  | 45.8345 | 24.4066 | [5 empty] | GEM: G100001007805
22466 | Sibiu Solar | Solar | PV | PP | Romania | 10.8 |  | 2017 |  |  | 45.8462 | 24.0624 | [5 empty] | GEM: G100001007813, G100001007901
22467 | Sibiu Solar | Solar | PV | PP | Romania | 1.7 |  | 2023 |  |  | 45.9122 | 23.742 | [5 empty] | GEM: G100001059980
22468 | Sibiu Solar | Solar | PV | PP | Romania | 1.7 |  | 2017 |  |  | 46.1752 | 24.5459 | [5 empty] | GEM: G100001059986
22469 | Sibiu Solar | Solar | PV | PP | Romania | 21.2 |  | 2017 |  |  | 46.1138 | 24.2357 | [5 empty] | GEM: G100001007865, G100001059898, G100001059902
22470 | Sibiu Solar | Solar | PV | PP | Romania | 4.5 |  | 2017 |  |  | 46.2241 | 24.5503 | [5 empty] | GEM: G100001007889
22471 | Sibiu Solar | Solar | PV | PP | Romania | 3.4 |  | 2017 |  |  | 45.7899 | 23.9228 | [5 empty] | GEM: G100001007721
22527 | Sighisoara Mures Solar | Solar | PV | PP | Romania | 3.5 |  | 2018 |  |  | 46.2387 | 24.818 | [5 empty] | GEM: G100001059895, G100001059930
22539 | Silistea Wind Farm | Wind | Onshore | PP | Romania | 25 |  | 2012 |  |  | 44.3818 | 28.171 | [5 empty] | GEM: G100000915812
22634 | Slatina Olt Solar | Solar | PV | PP | Romania | 1.9 |  | 2017 |  |  | 44.4317 | 24.3983 | [5 empty] | GEM: G100001007844
22674 | Slobozia Ialomita Solar | Solar | PV | PP | Romania | 3.2 |  | 2017 |  |  | 44.5806 | 27.3501 | [5 empty] | GEM: G100001007856
22675 | Slobozia Ialomita Solar | Solar | PV | PP | Romania | 1.2 |  | 2024 |  |  | 44.5381 | 27.3855 | [5 empty] | GEM: G100001059885
23217 | Stejaru Wind Farm | Wind | Onshore | PP | Romania | 34 |  | 2014 |  |  | 44.1833 | 24.8833 | [5 empty] | GEM: G100000917066
23302 | Suceava Phase | Hard Coal | Steam Turbine |  | Romania | 100 |  | 1987 |  | 2015 | 47.6519 | 26.2983 | [5 empty] | GEM: G100000109648, G100000109649
23303 | Suceava Solar | Solar | PV | PP | Romania | 2 |  | 2024 |  |  | 47.619 | 26.2153 | [5 empty] | GEM: G100001059901
23338 | Susag | Hydro | Reservoir | PP | Romania | 149 |  | 1984 |  |  | 45.6892 | 23.6094 | [5 empty] | GEM: G100000603261
23397 | Szabolcs Szatmar Bereg Solar | Solar | PV | PP | Romania | 1.1 |  | 2018 |  |  | 47.7573 | 22.3698 | [5 empty] | GEM: G100001059933
23528 | Targu Jiu Gorj Solar | Solar | PV | PP | Romania | 2.5 |  | 2017 |  |  | 45.0479 | 23.3132 | [5 empty] | GEM: G100001059991
23529 | Targusor Wind Farm | Wind | Onshore | PP | Romania | 27 |  | 2012 |  | 2015 | 44.4615 | 28.4136 | [5 empty] | GEM: G100000916124
23530 | Targusor Zephir Wind Farm | Wind | Onshore | PP | Romania | 179 |  | 2012 |  |  | 44.5245 | 28.3922 | [5 empty] | GEM: G100000918879, G100000919516
23603 | Teius Solar Farm | Solar | PV | PP | Romania | 60 |  | 2025 |  |  | 46.2207 | 23.6878 | [5 empty] | GEM: G100001000756
23607 | Teleorman Solar | Solar | PV | PP | Romania | 4 |  | 2024 |  |  | 44.2038 | 25.4967 | [5 empty] | GEM: G100001059949
23608 | Teleorman Solar | Solar | PV | PP | Romania | 18.5 |  | 2023 |  |  | 44.2708 | 25.2228 | [5 empty] | GEM: G100001007902
23609 | Teleorman Solar | Solar | PV | PP | Romania | 1.3 |  | 2023 |  |  | 44.3048 | 25.412 | [5 empty] | GEM: G100001060025
23610 | Teleorman Solar | Solar | PV | PP | Romania | 6.7 |  | 2017 |  |  | 44.2956 | 25.5525 | [5 empty] | GEM: G100001007869
23611 | Teleorman Solar | Solar | PV | PP | Romania | 2.6 |  | 2024 |  |  | 43.8183 | 25.1704 | [5 empty] | GEM: G100001059893
23612 | Teleorman Solar | Solar | PV | PP | Romania | 4.7 |  | 2017 |  |  | 43.8723 | 25.4037 | [5 empty] | GEM: G100001059886, G100001060033
23613 | Teleorman Solar | Solar | PV | PP | Romania | 2 |  | 2025 |  |  | 43.8359 | 24.8449 | [5 empty] | GEM: G100001060020
23614 | Teleorman Solar | Solar | PV | PP | Romania | 1.9 |  | 2017 |  |  | 43.9624 | 24.8288 | [5 empty] | GEM: G100001059987
23615 | Teleorman Solar | Solar | PV | PP | Romania | 9.8 |  | 2017 |  |  | 44.0887 | 25.5696 | [5 empty] | GEM: G100001007919
23616 | Teleorman Solar | Solar | PV | PP | Romania | 10.5 |  | 2024 |  |  | 44.3918 | 25.2843 | [5 empty] | GEM: G100001060006
23794 | Timis Solar | Solar | PV | PP | Romania | 7.7 |  | 2017 |  |  | 45.396 | 21.2012 | [5 empty] | GEM: G100001007791
23795 | Timis Solar | Solar | PV | PP | Romania | 3.6 |  | 2017 |  |  | 46.062 | 20.6634 | [5 empty] | GEM: G100001007723
23796 | Timis Solar | Solar | PV | PP | Romania | 6.9 |  | 2017 |  |  | 45.5748 | 20.9343 | [5 empty] | GEM: G100001007808
23797 | Timis Solar | Solar | PV | PP | Romania | 4.1 |  | 2017 |  |  | 45.6862 | 21.7171 | [5 empty] | GEM: G100001007811
23798 | Timis Solar | Solar | PV | PP | Romania | 8.3 |  | 2017 |  |  | 45.8151 | 21.4519 | [5 empty] | GEM: G100001007798
23799 | Timis Solar | Solar | PV | PP | Romania | 6.3 |  | 2017 |  |  | 45.6641 | 21.6033 | [5 empty] | GEM: G100001007816, G100001059900
23800 | Timis Solar | Solar | PV | PP | Romania | 3.8 |  | 2017 |  |  | 45.8174 | 21.6621 | [5 empty] | GEM: G100001007787
23801 | Timis Solar | Solar | PV | PP | Romania | 3.3 |  | 2017 |  |  | 45.6656 | 21.5137 | [5 empty] | GEM: G100001007759
23802 | Timis Solar | Solar | PV | PP | Romania | 3.9 |  | 2018 |  |  | 45.8499 | 21.1257 | [5 empty] | GEM: G100001007806
23803 | Timis Solar | Solar | PV | PP | Romania | 4.6 |  | 2017 |  |  | 45.768 | 21.717 | [5 empty] | GEM: G100001007814
23804 | Timis Solar Xii | Solar | PV | PP | Romania | 4.8 |  | 2017 |  |  | 45.6204 | 21.7523 | [5 empty] | GEM: G100001007882
23805 | Timis Solar Xiii | Solar | PV | PP | Romania | 1.9 |  | 2017 |  |  | 45.8766 | 21.4875 | [5 empty] | GEM: G100001007890
23806 | Timis Solar Xiv | Solar | PV | PP | Romania | 5.8 |  | 2017 |  |  | 45.7253 | 21.0536 | [5 empty] | GEM: G100001007891, G100001007931
23807 | Timis Solar Xix | Solar | PV | PP | Romania | 5.6 |  | 2023 |  |  | 45.9027 | 21.0381 | [5 empty] | GEM: G100001007932
23808 | Timis Solar Xvi | Solar | PV | PP | Romania | 7.6 |  | 2023 |  |  | 45.8323 | 22.1793 | [5 empty] | GEM: G100001007893, G100001060081
23809 | Timis Solar Xvii | Solar | PV | PP | Romania | 4.1 |  | 2017 |  |  | 45.676 | 21.8068 | [5 empty] | GEM: G100001007924
23810 | Timis Solar Xx | Solar | PV | PP | Romania | 2.8 |  | 2023 |  |  | 45.6844 | 21.4511 | [5 empty] | GEM: G100001007935
23811 | Timis Solar Xxii | Solar | PV | PP | Romania | 4 |  | 2017 |  |  | 45.8434 | 22.0559 | [5 empty] | GEM: G100001059928
23812 | Timis Solar Xxiii | Solar | PV | PP | Romania | 8.5 |  | 2025 |  |  | 45.4495 | 21.3761 | [5 empty] | GEM: G100001059954
23813 | Timis Solar Xxiv | Solar | PV | PP | Romania | 3.7 |  | 2017 |  |  | 45.9171 | 20.9086 | [5 empty] | GEM: G100001059957
23814 | Timis Solar Xxix | Solar | PV | PP | Romania | 2.2 |  | 2024 |  |  | 45.9538 | 21.1983 | [5 empty] | GEM: G100001060079
23815 | Timis Solar Xxv | Solar | PV | PP | Romania | 4.3 |  | 2017 |  |  | 45.662 | 21.1269 | [5 empty] | GEM: G100001059983
23816 | Timis Solar Xxvi | Solar | PV | PP | Romania | 4.7 |  | 2017 |  |  | 45.4407 | 21.2184 | [5 empty] | GEM: G100001060041, G100001060055
23817 | Timis Solar Xxvii | Solar | PV | PP | Romania | 1.4 |  | 2017 |  |  | 45.6843 | 21.2993 | [5 empty] | GEM: G100001060049
23823 | Tismana Solar Farm | Solar | PV | PP | Romania | 370 |  | 2026 |  |  | 44.4491 | 23.8688 | [5 empty] | GEM: G100000806612, G100000807625, G100001000738
23875 | Topliceni Wind Farm | Wind | Onshore | PP | Romania | 10 |  | 2014 |  |  | 45.4215 | 26.9549 | [5 empty] | GEM: G100000910896
23879 | Topolog Dorobantu Wind Farm | Wind | Onshore | PP | Romania | 84 |  | 2013 |  |  | 44.914 | 28.3318 | [5 empty] | GEM: G100000919256
23880 | Topolog Wind Farm | Wind | Onshore | PP | Romania | 27 |  | 2009 |  |  | 44.7203 | 28.3828 | [5 empty] | GEM: G100000916126
24059 | Tulcea Solar | Solar | PV | PP | Romania | 2.7 |  | 2017 |  |  | 45.2399 | 28.1546 | [5 empty] | GEM: G100001007861
24060 | Tulcea Solar | Solar | PV | PP | Romania | 1.2 |  | 2017 |  |  | 45.1698 | 28.7215 | [5 empty] | GEM: G100001059943
24061 | Tulcea Solar | Solar | PV | PP | Romania | 2.5 |  | 2024 |  |  | 45.1424 | 28.8445 | [5 empty] | GEM: G100001059974, G100001060072
24062 | Tulcea Solar | Solar | PV | PP | Romania | 1.4 |  | 2022 |  |  | 45.1038 | 28.7352 | [5 empty] | GEM: G100001060011
24063 | Tulcea Solar | Solar | PV | PP | Romania | 6.8 |  | 2024 |  |  | 44.9001 | 28.7098 | [5 empty] | GEM: G100001007783
24064 | Tulcea Solar | Solar | PV | PP | Romania | 1 |  | 2023 |  |  | 45.0564 | 29.0014 | [5 empty] | GEM: G100001060067
24090 | Turnu Magurele Teleorman Solar | Solar | PV | PP | Romania | 3.4 |  | 2017 |  |  | 43.7802 | 24.9211 | [5 empty] | GEM: G100001007857
24254 | Uzunu Solar Farm | Solar | PV | PP | Romania | 46 |  | 2014 |  |  | 44.7084 | 25.8888 | [5 empty] | GEM: G100000807582
24256 | Vacaresti Solar Farm | Solar | PV | PP | Romania | 126 |  | 2025 |  |  | 44.8546 | 25.4924 | [5 empty] | GEM: G100001054156
24272 | Valcea Solar | Solar | PV | PP | Romania | 8.8 |  | 2017 |  |  | 45.1422 | 23.9986 | [5 empty] | GEM: G100001007737, G100001059888, G100001060048
24273 | Valcea Solar | Solar | PV | PP | Romania | 5 |  | 2023 |  |  | 44.7782 | 24.0127 | [5 empty] | GEM: G100001007937
24274 | Valcea Solar | Solar | PV | PP | Romania | 4.9 |  | 2022 |  |  | 44.5745 | 24.2829 | [5 empty] | GEM: G100001060023
24275 | Valcea Solar | Solar | PV | PP | Romania | 3.8 |  | 2017 |  |  | 44.9373 | 24.1702 | [5 empty] | GEM: G100001007774
24276 | Valcea Solar | Solar | PV | PP | Romania | 7 |  | 2017 |  |  | 44.7381 | 24.2565 | [5 empty] | GEM: G100001007829, G100001007900
24481 | Vaslui Solar | Solar | PV | PP | Romania | 2.9 |  | 2024 |  |  | 46.6809 | 27.6686 | [5 empty] | GEM: G100001059961
24658 | Vifor Wind Farm | Wind | Onshore | PP | Romania | 461 |  | 2026 |  |  | 44.4353 | 26.1022 | [5 empty] | GEM: G100000925504, G100001054032
24811 | Vrancea Solar | Solar | PV | PP | Romania | 8.5 |  | 2024 |  |  | 45.614 | 27.4594 | [5 empty] | GEM: G100001060073
24812 | Vrancea Solar | Solar | PV | PP | Romania | 2.6 |  | 2023 |  |  | 45.6771 | 27.1166 | [5 empty] | GEM: G100001060050
24813 | Vrancea Solar | Solar | PV | PP | Romania | 3.3 |  | 2017 |  |  | 45.5058 | 27.2033 | [5 empty] | GEM: G100001007752
24814 | Vrancea Solar | Solar | PV | PP | Romania | 3 |  | 2017 |  |  | 45.9779 | 27.1628 | [5 empty] | GEM: G100001007758
24815 | Vrancea Solar | Solar | PV | PP | Romania | 7.9 |  | 2017 |  |  | 45.9192 | 27.1977 | [5 empty] | GEM: G100001007796
24838 | Vutcani Wind Farm | Wind | Onshore | PP | Romania | 24 |  | 2012 |  |  | 46.4996 | 27.9136 | [5 empty] | GEM: G100000915673
25019 | Windkraft Sfanta Elena Wind Farm | Wind | Onshore | PP | Romania | 84 |  | 2013 |  |  | 45.7558 | 21.5522 | [5 empty] | GEM: G100000919257
25628 | Cem Nervia | Battery | Li | Store | Romania | 30 |  |  |  |  | 45 | 25.4 |  |  |  | 60 |  | EESI: EESI-64874
25635 | Cobadin Wind Plus | Battery | Li | Store | Romania | 1.26 |  |  |  |  | 44.44 | 26.11 |  |  |  | 1.37 |  | EESI: EESI-62557
25661 | Edp Romenia | Battery | Li | Store | Romania | 1.6 |  |  |  |  | 45.9852 | 24.6859 |  |  |  | 1 |  | EESI: EESI-62445
25662 | Edpr | Battery | Li | Store | Romania | 0.5 |  |  |  |  | 47.34 | 24.46 |  |  |  | 0.65 |  | EESI: EESI-61242
25726 | Glyptodon Solar Plus | Battery | Li | Store | Romania | 37.5 |  |  |  |  | 45.89 | 21.15 |  |  |  | 68.8 |  | EESI: EESI-62299
25784 | Is Campia Turzii | Battery | Li | Store | Romania | 30 |  |  |  |  | 46.56 | 23.87 |  |  |  | 60 |  | EESI: EESI-64273
25785 | Is Doicesti | Battery | Li | Store | Romania | 30 |  |  |  |  | 45 | 25.4 |  |  |  | 60 |  | EESI: EESI-64810
25786 | Is Sotanga | Battery | Li | Store | Romania | 60 |  |  |  |  | 44.99 | 25.38 |  |  |  | 60 |  | EESI: EESI-61344
25861 | Megalodon Bess | Battery | Li | Store | Romania | 7 |  |  |  |  | 44.63 | 26.17 |  |  |  | 6 |  | EESI: EESI-60989
25869 | Mireasa | Battery | Li | Store | Romania | 6 |  |  |  |  | 44.49 | 28.36 |  |  |  | 24 |  | EESI: EESI-63435
25938 | Racari Bess | Battery | Li | Store | Romania | 6 |  |  |  |  | 44.62 | 25.74 |  |  |  | 6 |  | EESI: EESI-64873
25969 | Sarmasag | Battery | Li | Store | Romania | 22 |  |  |  |  | 46.97 | 22.01 |  |  |  | 22 |  | EESI: EESI-64415
25982 | Silistea | Battery | Li | Store | Romania | 30 |  |  |  |  | 44.49 | 28.26 |  |  |  | 72 |  | EESI: EESI-64484
165501 | Suceava Cet | Lignite |  | CHP | Romania | 100 |  | 1987 |  | 2015 | 47.6519 | 26.2987 | [5 empty] | BEYONDCOAL: BEYOND-RO-16-1, BEYOND-RO-16-2
165504 | Zalau | Lignite |  | CHP | Romania | 24 |  | 1982 |  | 2015 | 47.2103 | 23.0324 | [5 empty] | BEYONDCOAL: BEYOND-RO-19-1, BEYOND-RO-19-2